## World
City | Esfahan | Qeshm | Yazd | Tehran | Tabriz | Zahedan | Rasht | Bandar Abbas | Bandar Anzali | Shiraz | London | Berlin | Barcelona | Stockholm | warsaw | KYIV | Athens | Rome | Budapest | Copenhagen | New York | Nevada | Huston | San fransisco | Seattle | Minnepolice | Florida | Buffalo | New orleans | Calgary | BUENOS Aires | BRASILIA | Kandy | MUMBAI | Kathmandu | Kabul | Hong Kong | Yinchuan | Tokyo | Manila | Massakar
1. Cooling or Heating Need | Cooling | Cooling | Cooling | Cooling | Heating | Cooling | Cooling | Cooling | Cooling | Cooling | Heating | Heating | Cooling | Heating | Heating | Heating | Cooling | Cooling | Heating | Moderate emphasis on heating, limited cooling | Cooling | Cooling | Cooling | Cooling | Cooling | Both heating and cooling are needed | Cooling | Both heating and cooling are essential in Buffalo | Cooling | Heating | Cooling | Cooling | Cooling | Cooling | Cooling | Heating | Cooling | Cooling | Cooling | Cooling | Cooling
2. Optimal Thermal Mass Level | Moderate | Moderate | High | Moderate | High | High | Moderate | High | Moderate | Moderate; Lightweight materials like autoclaved aerated concrete (AAC) for moderate thermal mass | Moderate (Concrete) | High (Brick) | Moderate (Concrete) | High (Concrete) | High (Brick) | High (Concrete) | Moderate (Stone) | Moderate (Stone) | Moderate (Brick) | Moderate thermal mass - e.g., concrete | Moderate | Moderate | Moderate, using materials like concrete | Moderate | Moderate - Concrete | Moderate thermal mass with materials like concrete | Moderate | Moderate thermal mass with materials like concrete | Moderate (e.g., concrete) | High | Moderate | Moderate | Moderate | Moderate | Moderate | High | Moderate | Moderate | Moderate | Moderate | High
3. Recommended Shading Type | Adjustable external shading, Greenery | Adjustable Shade Structures | Exterior Sun Shades (e.g., brise-soleil) | Adjustable Louvers (e.g., blinds) | Adjustable external shading, Vegetation | Exterior Sun Shades (e.g., awnings) | Adjustable external shading, Greenery | External shading with adjustable elements | External shading with adjustable elements | External shading with adjustable elements | Exterior Shading | Exterior Shading with Adjustable Louvers | Exterior Shading with Adjustable Louvers | Exterior Shading with Adjustable Blinds | Exterior Shading with Fixed Overhangs | Exterior Shading with Overhangs | Exterior Shading with Perforated Screens | Exterior Shading with Adjustable Awnings | Exterior Shading with Vertical Louvers | External shading devices | External Shading | External Shading | External Shading with Overhangs | External Horizontal Shading | Horizontal Overhangs | Adjustable external shading devices | Overhangs with adjustable louvers | External shading with adjustable louvers or overhangs | Exterior Shading (e.g., overhangs, louvers) | External Shading | External Shading Systems | External Shading | Overhangs and Louvers | External Shading | Overhangs and Louvers | External Shading | External Shading | Exterior Horizontal Shading | External Shading | Overhangs and Louvers | External Shading
4. Most Effective Insulation | Reflective insulation for roofs; High R-value for walls | Reflective Roof Coating | Earth-Based Insulation (e.g., adobe walls) | High-performance Insulation (e.g., fiberglass) | High R-value for walls and roofs | Reflective Insulation (e.g., foil-faced foam) | Reflective insulation for roofs; High R-value for walls | Reflective insulation for roofs; High R-value for walls | Reflective insulation for roofs; High R-value for walls | Reflective insulation for roofs; High R-value for walls | High-Performance Insulation (e.g., SIPs) | High-Density Mineral Wool | Reflective Roof Coatings and Insulated Walls | Aerogel Insulation | Polyurethane Foam | Polyisocyanurate Insulation (PIR) | Reflective Roof Coating and High R-Value Wall Insulation | Reflective Foil Insulation | Polyurethane Foam Insulation (SPF) | High-performance insulation materials | High-performance Insulation (e.g., Polyurethane Foam) | Reflective Insulation (Radiant Barrier) | Spray Foam Insulation | High-quality Insulation (e.g., Polyurethane Foam) | High R-value Insulation (e.g., Polyurethane) | High-performance insulation materials | Reflective foil insulation | Closed-cell spray foam insulation | Spray Foam Insulation | High R-value Insulation | Polyisocyanurate (PIR) Insulation | Reflective Foil Insulation | Reflective Foil Insulation | Reflective Foil Insulation | Fiberglass Insulation | Fiberglass Insulation | Polyurethane Foam Insulation | Fiberglass Batt Insulation | Polyurethane Foam Insulation | Reflective Foil Insulation | Spray Foam Insulation
5. Best HVAC System | Evaporative Cooling System (Swamp Cooler) | Ductless Split System | Evaporative Cooling | VRF (Variable Refrigerant Flow) | Radiant Heating System | Evaporative Cooling | Variable Refrigerant Flow (VRF) system | Variable Refrigerant Flow (VRF) system | Variable Refrigerant Flow (VRF) system | Variable Refrigerant Flow (VRF) system | Variable Refrigerant Flow (VRF) System | Ground Source Heat Pump (GSHP) | Variable Refrigerant Flow (VRF) System | District Heating with Heat Recovery | Air-to-Water Heat Pump | Air Source Heat Pump (ASHP) | Variable Refrigerant Flow (VRF) System | Variable Refrigerant Flow (VRF) System | Gas Boiler with Radiators or Underfloor Heating | Variable Refrigerant Flow (VRF) system | Variable Refrigerant Flow (VRF) System | High-Efficiency Variable Refrigerant Flow (VRF) System | Variable Refrigerant Flow (VRF) System | Variable Refrigerant Flow (VRF) System | Variable Refrigerant Flow (VRF) System | Variable Refrigerant Flow (VRF) system | Variable Refrigerant Flow (VRF) System | Variable Refrigerant Flow (VRF) system | Variable Refrigerant Flow (VRF) System | Variable Refrigerant Flow (VRF) System | Variable Refrigerant Flow (VRF) System | Variable Refrigerant Flow (VRF) System | Split Air Conditioning System | Variable Refrigerant Flow (VRF) System | Split Air Conditioning System | Radiant Heating System | Variable Refrigerant Flow (VRF) System | Ground Source Heat Pump System | Variable Refrigerant Flow (VRF) System | Variable Refrigerant Flow (VRF) System | Split System Air Conditioner with Inverter Technology
6. Efficient Passive Strategies | Courtyard design, Wind towers, Natural ventilation | Wind Towers,Earth Sheltering | Wind Towers,Earth Tube Cooling | Wind Catchers,Earth Sheltering | Trombe walls, Thermal mass utilization, Natural ventilation | Wind Catchers,Courtyard Design | Natural ventilation, Shading with vegetation, Earth sheltering | Natural ventilation, Courtyard design, Earth sheltering | Natural ventilation, Shading with vegetation, Earth sheltering | Natural ventilation, Shading with vegetation, Courtyard design | Cross-Ventilation and Night Purge Ventilation | Trombe Walls and Earth Sheltering | Natural Ventilation and Thermal Chimneys | Passive Solar Design and Thermal Mass | Trombe Walls and Green Roofs | Solar Chimneys and Night Ventilation | Natural Ventilation and Thermal Mass | Natural Ventilation and Courtyard Design | Trombe Walls and Insulated Windows | Passive solar design, natural ventilation | Natural Ventilation and Thermal Mass | Passive Solar Design | Natural Ventilation, Thermal Mass | Natural Ventilation and Thermal Mass | Natural Ventilation and Thermal Mass | Natural ventilation and thermal mass | Natural Ventilation and Cross-Ventilation | Natural ventilation and thermal mass utilization | Natural Ventilation, Thermal Mass, High Ceilings | Earth Sheltering and Natural Ventilation | Green Roofs and Natural Ventilation | Earth Sheltering and Natural Ventilation | Cross-Ventilation and Roof Overhangs | Natural Ventilation and Courtyard Design | Cross-Ventilation and Earth-Sheltered Design | Trombe Walls and Passive Solar Heating | Natural Ventilation and Green Roofs | Natural Ventilation and Evaporative Cooling | Natural Ventilation and Green Roofs | Cross-Ventilation and Roof Overhangs | Natural Ventilation and Earth Sheltering
7. Humidification or Dehumidification | Humidification | Dehumidification | None | Dehumidification | Humidification | None | Dehumidification | Dehumidification | Dehumidification | Dehumidification | Dehumidification | Humidification | Dehumidification | Humidification | Humidification | Humidification | Dehumidification | Dehumidification | Humidification | Dehumidification | Dehumidification | Dehumidification | Dehumidification | Dehumidification | Dehumidification | Dehumidification | Dehumidification | Dehumidification | Dehumidification | Dehumidification | Dehumidification | Dehumidification | Dehumidification | Dehumidification | Humidification | Humidification | Dehumidification | Humidification | Dehumidification | Dehumidification | Dehumidification
8. Building Orientation | North-South | North-South | North-South | North-South | North-South | North-South | North-South | North-South | North-South | North-South | North-South Orientation | East-West Orientation | East-West Orientation | South-Facing Orientation | South-Facing Orientation | East-West Orientation | North-South Orientation | East-West Orientation | South-Facing | North-South Orientation | North-South | North-South | North-South Orientation | North-South Orientation | North-South | North-South Orientation | North-South | North-South Orientation | North-South Orientation | North-South Orientation | North-South | North-South Orientation | North-South Orientation | North-South Orientation | North-South Orientation | East-West Orientation | North-South Orientation | North-South Orientation | East-West Orientation | North-South Orientation | East-West Orientation
9. Ideal Length-to-Width Ratio | Vertical | Horizontal | Horizontal | Horizontal | Vertical | Horizontal | Balanced | Vertical | Vertical | Vertical | Vertical | Balanced | Horizontal | Vertical | Vertical | Balanced | Vertical | Horizontal | Vertical | Vertical windows | Vertical | Vertical | Vertical | Vertical | Vertical | Vertical windows | Vertical | Vertical | Vertical | Vertical | Vertical | Vertical | Horizontal | Horizontal | Vertical | Balanced | Vertical | Horizontal | Horizontal | Horizontal | Horizontal
10. Optimal Window Glazing Material | Low-E coated glass | Low-E Double Glazing | Low-E Double Glazing | Low-E Double Glazing | Low-E coated glass | Low-E Double Glazing | Low-E coated glass | Low-E coated glass | Low-E coated glass | Low-E coated glass | Low-E Coated Glass | Triple Glazed Low-E Windows | Low-E Coated Glass | Low-E Coated Triple Glazed Windows | Triple Glazed Low-E Windows | Low-E Triple Glazed Windows | Low-E Coated Glass | Low-E Coated Glass | Double Glazed Low-E Windows | Low-E coated double glazing | Low-E Coated Glass | Low-E Glass | Low-E Coated Glass | Low-E Coated Glass | Low-E Coated Glass | Low-E (Low Emissivity) Glass | Low-E Coated Glass | Low-E (Low Emissivity) Coated Glass | Low-E Coated Glass | Low-E Coated Glass | Low-E Coated Glass | Low-E Coated Glass | Low-E Coated Glass | Low-E Coated Glass | Double-Glazed Low-E Glass | Double-Glazed Low-E Glass | Low-E Coated Glass | Low-E Coated Glass | Low-E Coated Glass | Low-E Coated Glass | Low-E Coated Glass
11. Facade Color | Light colors | Light Reflective (e.g., light blue) | Light Reflective (e.g., beige) | Light Reflective (e.g., light gray) | Dark colors | Light Reflective (e.g., light beige) | Light colors | Light colors | Light colors | Light colors | Light Reflective Colors | Dark Colors | Light Colors | Light Colors | Dark Colors | Light Colors | Light Reflective Colors | Light Colors | Dark Colors | Light colors, reflective surfaces | Light Reflective Colors (e.g., White or Light Gray) | Light Reflective Colors | Light Reflective Colors (e.g., White or Light Gray) | Light Reflective Colors | Light Reflective Colors | Light colors (reflective) | Light Reflective Colors (e.g., light gray or beige) | Light-colored facade | Light Reflective Colors (e.g., light gray or beige) | Light Reflective Colors (e.g., White or Light Gray) | Light Reflective Colors | Light Reflective Colors | Light Colors | Light Reflective Colors | Light Colors | Dark Colors | Light Reflective Colors | Light Colors | Light Neutral Colors | Light Colors | Light Reflective Colors
12. Recommended Landscape Trees | Pomegranate (Anar) | Salt-Tolerant Trees (e.g., Tamarisk),Date Palm (Phoenix dactylifera) | Shade-Providing Trees (e.g., Date palm) | Deciduous Trees (e.g., Plane tree, persian silk tree) | Oak tree (Quercus) | Shade-Providing Trees (e.g., Mesquite) | Plane tree (Platanus) | Date Palm (Phoenix dactylifera) | Casuarina equisetifolia (Australian Pine) | Plane tree (Platanus) | London Plane Tree | European Beech | Olive Tree | Silver Birch | Oak | Linden (Tilia) | Olive Tree | Olive Tree | Linden Tree | European Beech (Fagus sylvatica) | Honey Locust (Gleditsia triacanthos) | Desert Willow (Chilopsis linearis) | Live Oak (Quercus virginiana) | Coast Live Oak (Quercus agrifolia) | Douglas Fir | Honeylocust (Gleditsia triacanthos) | Live Oak (Quercus virginiana) | Honeylocust (Gleditsia triacanthos) | Live Oak (Quercus virginiana) | Trembling Aspen (Populus tremuloides) | Tipuana Tipu | Brazilian Rosewood (Jacaranda) | Jackfruit Tree | Rain Tree (Samanea saman) | Himalayan Pine (Pinus wallichiana) | Afghan Pine | Chinese Banyan (Ficus microcarpa) | Chinese Pistache | Japanese Maple (Acer Palmatum) | Mango Tree | Date Palm
13. Profitability of Photovoltaic Panels | Yes |  | Yes | Yes | Yes | Yes | Yes | Yes | Yes | Yes |  | Yes | Yes |  |  | Yes |  | Yes |  | Yes | Yes | Yes | Yes |  | Yes |  |  | Yes, with incentives and appropriate installation |  | Yes | Yes | Yes | Yes | Yes | Yes | Yes | Yes | Yes | Yes | Yes | Yes

## World1
City | 1. Cooling or Heating Need | 2. Optimal Thermal Mass Level | 3. Recommended Shading Type | Category | 5. Best HVAC System | 6. Efficient Passive Strategies | 7. Humidification or Dehumidification | 8. Building Orientation | 9. Ideal Length-to-Width Ratio | 10. Optimal Window Glazing Material | 11. Facade Color | 12. Recommended Landscape Trees
Esfahan | Cooling | Moderate | Adjustable external shading, Greenery | 1. Heating or Cooling Need | Evaporative Cooling System (Swamp Cooler) | Courtyard design, Wind towers, Natural ventilation | Humidification | North-South | Vertical | Low-E coated glass | Light colors | Pomegranate (Anar)
Qeshm | Cooling | Moderate | Adjustable Shade Structures | 2. Optimal Thermal Mass Level | Ductless Split System | Wind Towers,Earth Sheltering | Dehumidification | North-South | Horizontal | Low-E Double Glazing | Light Reflective (e.g., light blue) | Salt-Tolerant Trees (e.g., Tamarisk),Date Palm (Phoenix dactylifera)
Yazd | Cooling | High | Exterior Sun Shades (e.g., brise-soleil) | 3. Recommended Shading Type | Evaporative Cooling | Wind Towers,Earth Tube Cooling | None | North-South | Horizontal | Low-E Double Glazing | Light Reflective (e.g., beige) | Shade-Providing Trees (e.g., Date palm)
Tehran | Cooling | Moderate | Adjustable Louvers (e.g., blinds) | 4. Most Effective Insulation | VRF (Variable Refrigerant Flow) | Wind Catchers,Earth Sheltering | Dehumidification | North-South | Horizontal | Low-E Double Glazing | Light Reflective (e.g., light gray) | Deciduous Trees (e.g., Plane tree, persian silk tree)
Tabriz | Heating | High | Adjustable external shading, Vegetation | 5. Best HVAC System | Radiant Heating System | Trombe walls, Thermal mass utilization, Natural ventilation | Humidification | North-South | Vertical | Low-E coated glass | Dark colors | Oak tree (Quercus)
Zahedan | Cooling | High | Exterior Sun Shades (e.g., awnings) | 6. Efficient Passive Strategies | Evaporative Cooling | Wind Catchers,Courtyard Design | None | North-South | Horizontal | Low-E Double Glazing | Light Reflective (e.g., light beige) | Shade-Providing Trees (e.g., Mesquite)
Rasht | Cooling | Moderate | Adjustable external shading, Greenery | 7. Humidification or Dehumidification | Variable Refrigerant Flow (VRF) system | Natural ventilation, Shading with vegetation, Earth sheltering | Dehumidification | North-South | Balanced | Low-E coated glass | Light colors | Plane tree (Platanus)
Bandar Abbas | Cooling | High | External shading with adjustable elements | 8. Building Orientation | Variable Refrigerant Flow (VRF) system | Natural ventilation, Courtyard design, Earth sheltering | Dehumidification | North-South | Vertical | Low-E coated glass | Light colors | Date Palm (Phoenix dactylifera)
Bandar Anzali | Cooling | Moderate | External shading with adjustable elements | 9. Ideal Length-to-Width Ratio for Windows | Variable Refrigerant Flow (VRF) system | Natural ventilation, Shading with vegetation, Earth sheltering | Dehumidification | North-South | Vertical | Low-E coated glass | Light colors | Casuarina equisetifolia (Australian Pine)
Shiraz | Cooling | Moderate; Lightweight materials like autoclaved aerated concrete (AAC) for moderate thermal mass | External shading with adjustable elements | 10. Optimal Window Glazing Material | Variable Refrigerant Flow (VRF) system | Natural ventilation, Shading with vegetation, Courtyard design | Dehumidification | North-South | Vertical | Low-E coated glass | Light colors | Plane tree (Platanus)
London | Heating | Moderate (Concrete) | Exterior Shading | 11. Facade Color Recommendation | Variable Refrigerant Flow (VRF) System | Cross-Ventilation and Night Purge Ventilation | Dehumidification | North-South Orientation | Vertical | Low-E Coated Glass | Light Reflective Colors | London Plane Tree
Berlin | Heating | High (Brick) | Exterior Shading with Adjustable Louvers | 12. Suitable Tree for Landscape | Ground Source Heat Pump (GSHP) | Trombe Walls and Earth Sheltering | Humidification | East-West Orientation | Balanced | Triple Glazed Low-E Windows | Dark Colors | European Beech
Barcelona | Cooling | Moderate (Concrete) | Exterior Shading with Adjustable Louvers |  | Variable Refrigerant Flow (VRF) System | Natural Ventilation and Thermal Chimneys | Dehumidification | East-West Orientation | Horizontal | Low-E Coated Glass | Light Colors | Olive Tree
Stockholm | Heating | High (Concrete) | Exterior Shading with Adjustable Blinds |  | District Heating with Heat Recovery | Passive Solar Design and Thermal Mass | Humidification | South-Facing Orientation | Vertical | Low-E Coated Triple Glazed Windows | Light Colors | Silver Birch
warsaw | Heating | High (Brick) | Exterior Shading with Fixed Overhangs |  | Air-to-Water Heat Pump | Trombe Walls and Green Roofs | Humidification | South-Facing Orientation | Vertical | Triple Glazed Low-E Windows | Dark Colors | Oak
KYIV | Heating | High (Concrete) | Exterior Shading with Overhangs |  | Air Source Heat Pump (ASHP) | Solar Chimneys and Night Ventilation | Humidification | East-West Orientation | Balanced | Low-E Triple Glazed Windows | Light Colors | Linden (Tilia)
Athens | Cooling | Moderate (Stone) | Exterior Shading with Perforated Screens |  | Variable Refrigerant Flow (VRF) System | Natural Ventilation and Thermal Mass | Dehumidification | North-South Orientation | Vertical | Low-E Coated Glass | Light Reflective Colors | Olive Tree
Rome | Cooling | Moderate (Stone) | Exterior Shading with Adjustable Awnings |  | Variable Refrigerant Flow (VRF) System | Natural Ventilation and Courtyard Design | Dehumidification | East-West Orientation | Horizontal | Low-E Coated Glass | Light Colors | Olive Tree
Budapest | Heating | Moderate (Brick) | Exterior Shading with Vertical Louvers |  | Gas Boiler with Radiators or Underfloor Heating | Trombe Walls and Insulated Windows | Humidification | South-Facing | Vertical | Double Glazed Low-E Windows | Dark Colors | Linden Tree
Copenhagen | Moderate emphasis on heating, limited cooling | Moderate thermal mass - e.g., concrete | External shading devices |  | Variable Refrigerant Flow (VRF) system | Passive solar design, natural ventilation | Dehumidification | North-South Orientation | Vertical windows | Low-E coated double glazing | Light colors, reflective surfaces | European Beech (Fagus sylvatica)
New York | Cooling | Moderate | External Shading |  | Variable Refrigerant Flow (VRF) System | Natural Ventilation and Thermal Mass | Dehumidification | North-South | Vertical | Low-E Coated Glass | Light Reflective Colors (e.g., White or Light Gray) | Honey Locust (Gleditsia triacanthos)
Nevada | Cooling | Moderate | External Shading |  | High-Efficiency Variable Refrigerant Flow (VRF) System | Passive Solar Design | Dehumidification | North-South | Vertical | Low-E Glass | Light Reflective Colors | Desert Willow (Chilopsis linearis)
Huston | Cooling | Moderate, using materials like concrete | External Shading with Overhangs |  | Variable Refrigerant Flow (VRF) System | Natural Ventilation, Thermal Mass | Dehumidification | North-South Orientation | Vertical | Low-E Coated Glass | Light Reflective Colors (e.g., White or Light Gray) | Live Oak (Quercus virginiana)
San fransisco | Cooling | Moderate | External Horizontal Shading |  | Variable Refrigerant Flow (VRF) System | Natural Ventilation and Thermal Mass | Dehumidification | North-South Orientation | Vertical | Low-E Coated Glass | Light Reflective Colors | Coast Live Oak (Quercus agrifolia)
Seattle | Cooling | Moderate - Concrete | Horizontal Overhangs |  | Variable Refrigerant Flow (VRF) System | Natural Ventilation and Thermal Mass | Dehumidification | North-South | Vertical | Low-E Coated Glass | Light Reflective Colors | Douglas Fir
Minnepolice | Both heating and cooling are needed | Moderate thermal mass with materials like concrete | Adjustable external shading devices |  | Variable Refrigerant Flow (VRF) system | Natural ventilation and thermal mass | Dehumidification | North-South Orientation | Vertical windows | Low-E (Low Emissivity) Glass | Light colors (reflective) | Honeylocust (Gleditsia triacanthos)
Florida | Cooling | Moderate | Overhangs with adjustable louvers |  | Variable Refrigerant Flow (VRF) System | Natural Ventilation and Cross-Ventilation | Dehumidification | North-South | Vertical | Low-E Coated Glass | Light Reflective Colors (e.g., light gray or beige) | Live Oak (Quercus virginiana)
Buffalo | Both heating and cooling are essential in Buffalo | Moderate thermal mass with materials like concrete | External shading with adjustable louvers or overhangs |  | Variable Refrigerant Flow (VRF) system | Natural ventilation and thermal mass utilization | Dehumidification | North-South Orientation | Vertical | Low-E (Low Emissivity) Coated Glass | Light-colored facade | Honeylocust (Gleditsia triacanthos)
New orleans | Cooling | Moderate (e.g., concrete) | Exterior Shading (e.g., overhangs, louvers) |  | Variable Refrigerant Flow (VRF) System | Natural Ventilation, Thermal Mass, High Ceilings | Dehumidification | North-South Orientation | Vertical | Low-E Coated Glass | Light Reflective Colors (e.g., light gray or beige) | Live Oak (Quercus virginiana)
Calgary | Heating | High | External Shading |  | Variable Refrigerant Flow (VRF) System | Earth Sheltering and Natural Ventilation | Dehumidification | North-South Orientation | Vertical | Low-E Coated Glass | Light Reflective Colors (e.g., White or Light Gray) | Trembling Aspen (Populus tremuloides)
BUENOS Aires | Cooling | Moderate | External Shading Systems |  | Variable Refrigerant Flow (VRF) System | Green Roofs and Natural Ventilation | Dehumidification | North-South | Vertical | Low-E Coated Glass | Light Reflective Colors | Tipuana Tipu
BRASILIA | Cooling | Moderate | External Shading |  | Variable Refrigerant Flow (VRF) System | Earth Sheltering and Natural Ventilation | Dehumidification | North-South Orientation | Vertical | Low-E Coated Glass | Light Reflective Colors | Brazilian Rosewood (Jacaranda)
Kandy | Cooling | Moderate | Overhangs and Louvers |  | Split Air Conditioning System | Cross-Ventilation and Roof Overhangs | Dehumidification | North-South Orientation | Horizontal | Low-E Coated Glass | Light Colors | Jackfruit Tree
MUMBAI | Cooling | Moderate | External Shading |  | Variable Refrigerant Flow (VRF) System | Natural Ventilation and Courtyard Design | Dehumidification | North-South Orientation | Horizontal | Low-E Coated Glass | Light Reflective Colors | Rain Tree (Samanea saman)
Kathmandu | Cooling | Moderate | Overhangs and Louvers |  | Split Air Conditioning System | Cross-Ventilation and Earth-Sheltered Design | Humidification | North-South Orientation | Vertical | Double-Glazed Low-E Glass | Light Colors | Himalayan Pine (Pinus wallichiana)
Kabul | Heating | High | External Shading |  | Radiant Heating System | Trombe Walls and Passive Solar Heating | Humidification | East-West Orientation | Balanced | Double-Glazed Low-E Glass | Dark Colors | Afghan Pine
Hong Kong | Cooling | Moderate | External Shading |  | Variable Refrigerant Flow (VRF) System | Natural Ventilation and Green Roofs | Dehumidification | North-South Orientation | Vertical | Low-E Coated Glass | Light Reflective Colors | Chinese Banyan (Ficus microcarpa)
Yinchuan | Cooling | Moderate | Exterior Horizontal Shading |  | Ground Source Heat Pump System | Natural Ventilation and Evaporative Cooling | Humidification | North-South Orientation | Horizontal | Low-E Coated Glass | Light Colors | Chinese Pistache
Tokyo | Cooling | Moderate | External Shading |  | Variable Refrigerant Flow (VRF) System | Natural Ventilation and Green Roofs | Dehumidification | East-West Orientation | Horizontal | Low-E Coated Glass | Light Neutral Colors | Japanese Maple (Acer Palmatum)
Manila | Cooling | Moderate | Overhangs and Louvers |  | Variable Refrigerant Flow (VRF) System | Cross-Ventilation and Roof Overhangs | Dehumidification | North-South Orientation | Horizontal | Low-E Coated Glass | Light Colors | Mango Tree
Massakar | Cooling | High | External Shading |  | Split System Air Conditioner with Inverter Technology | Natural Ventilation and Earth Sheltering | Dehumidification | East-West Orientation | Horizontal | Low-E Coated Glass | Light Reflective Colors | Date Palm

## Iran
City | 1. Heating or Cooling Need | 2. Optimal Thermal Mass Level | 3. Recommended Shading Type | 4. Most Effective Insulation | 5. Best HVAC System | 6. Efficient Passive Strategies | 7. Humidification or Dehumidification | 8. Building Orientation | 9. Ideal Length-to-Width Ratio for Windows | 10. Optimal Window Glazing Material | 11. Facade Color Recommendation | 12. Suitable Tree for Landscape
1. Esfahan | Esfahan has a hot desert climate with scorching summers, making cooling the major need for most of the year. While winters can be cool, the demand for heating is relatively lower compared to cooling. | A moderate thermal mass is recommended to help absorb and release heat, providing a balance between daytime warmth and nighttime cooling, suitable for Esfahan's climate.Adobe, Rammed Earth, Concrete | Adjustable external shading, such as horizontal sunshades or adjustable louvers, and incorporating greenery can effectively control sunlight and reduce heat gain during the hot summers in Esfahan. | Reflective insulation on roofs helps reflect solar radiation, and walls with high R-value provide insulation against the heat, contributing to overall energy efficiency. | In hot and arid climates like Esfahan, evaporative cooling systems are efficient for cooling indoor spaces by using water evaporation. | Traditional Persian architecture often includes courtyard designs, wind towers (Badgirs), and features that promote natural ventilation, providing effective passive strategies for cooling in Esfahan. | Esfahan experiences low humidity levels, so humidification may be required for comfort, especially during dry periods to enhance indoor air quality and comfort. | Orienting the building with the long sides facing north and south helps optimize natural light while minimizing direct exposure to the intense east-west sun, improving overall energy efficiency. | Vertical windows with a higher height-to-width ratio allow for better natural light penetration while minimizing direct sunlight, enhancing overall energy efficiency. | Low-E coated glass helps control heat transfer while allowing natural light, contributing to energy efficiency and comfort in the hot climate of Esfahan. | Light-colored facades reflect more sunlight, reducing heat absorption and the need for cooling, maximizing energy efficiency in the hot climate of Esfahan. | Pomegranate trees are well-suited for Esfahan's climate, providing shade and ornamental value while being adapted to the arid conditions of the region.
2. Qeshm | Qeshm Gulf experiences hot climates, making cooling the major requirement. | Balances temperature variations without excessive heat retention or loss. | Use adjustable shade structures to control sunlight and radiation exposure. | Reflective coatings on roofs to minimize heat absorption and maintain cool interiors. | Provides efficient cooling without the need for extensive ductwork. | Traditional wind-capturing towers for natural ventilation and cooling.Utilizes partially buried structures for natural insulation and cooling. |  | Qeshm Gulf has high humidity levels, requiring dehumidification for comfort. | Maximizes natural light while minimizing direct sunlight exposure. | Optimizes daylighting and views while minimizing direct sunlight. | Balances insulation and light transmission, enhancing energy efficiency. | Light-colored facades reflect sunlight, reducing heat absorption. | Tamarisk trees can provide shade and adapt to the salt-rich coastal environment. | Date palms are well-suited for Qeshm's climate, providing shade with their large fronds and contributing to the local landscape, enhancing outdoor comfort in the hot and humid conditions.
3. Yazd | Yazd experiences hot summers, making cooling the major requirement. | Utilizes high thermal mass for effective heat storage during the day and release at night.Adobe, Rammed Earth, Concrete | Blocks direct sunlight while allowing indirect light and ventilation. | Provides natural insulation against extreme temperatures in arid climates. | Utilizes evaporative cooling systems suitable for dry climates like Yazd. | Traditional wind-capturing towers for natural ventilation and cooling.Utilizes buried pipes to pre-cool air before entering the building. | Yazd has low humidity levels; additional humidification is usually not required. | Maximizes natural light while minimizing direct sunlight exposure. | Optimizes daylighting and views while minimizing direct sunlight. | Balances insulation and light transmission, enhancing energy efficiency. | Light-colored facades reflect sunlight, reducing heat absorption. | Provide shade and reduce outdoor temperatures, enhancing comfort.
4. Tehran | Tehran experiences hot summers, making cooling the major requirement. | Balances temperature variations without excessive heat absorption.Adobe, Rammed Earth, Concrete | Allows control over sunlight and shading based on radiation and temperature. | Ensures optimal thermal resistance for walls and roofs in diverse climates. | Efficiently cools and heats different zones with individual temperature control. | Utilizes traditional wind-capturing towers for natural ventilation and cooling.Buried or partially buried structures for natural insulation and cooling. | Tehran has low humidity levels, requiring dehumidification for comfort. | Maximizes natural light while minimizing direct sunlight exposure. | Optimizes daylighting and views while minimizing direct sunlight. | Balances insulation and light transmission, enhancing energy efficiency. | Light-colored facades reflect sunlight, reducing heat absorption. | Provide shade in summer and allow sunlight in winter, enhancing comfort. | Tehran receives abundant sunlight, making PV panels a profitable investment.
5. Tabriz | Tabriz experiences cold winters, making heating the major need for a significant portion of the year. While summers are warm, the demand for cooling is relatively lower. | A high thermal mass is recommended to absorb and store heat during the day and release it at night, providing a more stable indoor temperature, especially during the cold winters in Tabriz. | Adjustable external shading, such as blinds or awnings, combined with vegetation for additional shade, is effective in controlling sunlight and reducing heat gain during warmer periods in Tabriz. | Insulating walls and roofs with materials that have a high R-value helps prevent heat loss in winter and heat gain in summer, ensuring a comfortable indoor environment throughout the year. | Radiant heating systems, such as underfloor heating, are effective in providing consistent and efficient heating, particularly suitable for the cold climate of Tabriz. | Incorporating Trombe walls, optimizing thermal mass, and utilizing natural ventilation are efficient passive strategies for both heating and cooling in Tabriz's variable climate. | Tabriz tends to have low humidity levels, so humidification may be required during the winter months to enhance indoor comfort and well-being. | Orienting the building with the long sides facing north and south helps optimize natural light while minimizing direct exposure to the intense east-west sun, improving overall energy efficiency. | Vertical windows with a higher height-to-width ratio allow for better natural light penetration while minimizing direct sunlight, enhancing overall energy efficiency. | Low-E coated glass helps control heat transfer while allowing natural light, contributing to energy efficiency and comfort in the variable climate of Tabriz. | Dark-colored facades absorb more sunlight, maximizing heat gain during the colder months and contributing to energy efficiency in the heating-dominant climate of Tabriz. | Oak trees are suitable for Tabriz, providing shade in the summer and allowing sunlight in the winter, making them suitable for enhancing outdoor comfort in the city. | Given the ample sunlight in Tabriz, Photovoltaic panels can be profitable for harnessing solar energy and reducing electricity costs, especially during the warmer months.
6. Zahedan | Zahedan experiences hot climates, making cooling the major requirement. | High thermal mass using materials like adobe, rammed earth, or concrete is recommended. These materials can absorb and store heat during the day and release it at night, providing a more stable indoor temperature. | Blocks direct sunlight while allowing indirect light and ventilation. | Reflects radiant heat, keeping the building cooler in hot climates. | Effective in arid climates, providing cooling through water evaporation. | Traditional wind-capturing towers for natural ventilation and cooling.Utilizes internal courtyards for passive cooling and ventilation. | Zahedan typically has low humidity levels; additional humidification is usually not required. | Maximizes natural light while minimizing direct sunlight exposure. | Optimizes daylighting and views while minimizing direct sunlight. | Balances insulation and light transmission, enhancing energy efficiency. | Light-colored facades reflect sunlight, reducing heat absorption. | Mesquite trees can provide shade and adapt to the arid climate of Zahedan.
7. Rasht | Rasht experiences a humid subtropical climate with mild winters and warm, humid summers. The major need is for cooling due to the higher temperatures and humidity levels during the summer. | A moderate thermal mass is recommended to help absorb and release heat, providing a balance between daytime warmth and nighttime cooling, suitable for Rasht's humid subtropical climate. | Adjustable external shading, such as blinds or awnings, combined with greenery, can effectively control sunlight and enhance comfort by reducing heat gain during warmer periods in Rasht. | Reflective insulation on roofs helps reflect solar radiation, and walls with high R-value insulation provide effective thermal resistance, reducing heat transfer in Rasht's climate. | VRF systems offer efficient cooling and heating with variable capacity, adapting to the changing needs of the building in Rasht's varying climatic conditions, ensuring year-round comfort. | Utilizing natural ventilation, incorporating vegetation for shading, and utilizing earth as insulation are effective passive strategies for cooling and heating in Rasht's climate. | Due to Rasht's humid climate, dehumidification may be required, especially during periods of increased humidity, to enhance indoor comfort and prevent issues related to excessive moisture. | Orienting the building with the long sides facing north and south helps optimize natural light while minimizing direct exposure to the intense east-west sun, improving overall energy efficiency. | A balanced length-to-width ratio for windows provides a compromise, allowing sufficient natural light while controlling direct sunlight, enhancing overall energy efficiency in Rasht. | Low-E coated glass helps control heat transfer while allowing natural light, contributing to energy efficiency and comfort in the humid subtropical climate of Rasht. | Light-colored facades reflect more sunlight, reducing heat absorption and the need for cooling, maximizing energy efficiency in the humid subtropical climate of Rasht. | Plane trees are well-suited for Rasht's climate, providing ample shade with their broad canopies and enhancing outdoor comfort in the city. | While Rasht may not have as much sunlight as some other regions, Photovoltaic panels can still be profitable for harnessing solar energy and reducing electricity costs in the area.
8. Bandar Abbas | Bandar Abbas experiences extremely high temperatures throughout the year, making cooling the major need for comfort. While heating needs are minimal, cooling is essential for most of the year. | High thermal mass materials, such as concrete, adobe, or rammed earth, are recommended. These materials can absorb and store heat during the day and release it at night, providing a more stable indoor temperature. | Adjustable external shading, such as horizontal sunshades or adjustable louvers, is recommended to control sunlight and reduce heat gain, considering the intense radiation in Bandar Abbas. | Reflective insulation on roofs, such as reflective foil or radiant barriers, helps deflect sunlight. Walls with high R-value insulation, using materials like foam boards or fiberglass, provide effective thermal resistance against the high temperatures. | VRF systems offer efficient cooling with variable capacity, adapting to the extreme temperatures in Bandar Abbas and providing flexibility to match the building's specific needs. | Utilizing natural ventilation, creating shaded courtyards, and incorporating earth sheltering are effective passive strategies for cooling in Bandar Abbas's hot and arid climate. | Bandar Abbas typically has low humidity levels, so dehumidification may be required for comfort, especially during the hot periods, to enhance the perception of coolness. | Orienting the building with the long sides facing north and south minimizes direct exposure to the intense east-west sun, optimizing natural light and reducing heat gain in Bandar Abbas. | Vertical windows with a higher height-to-width ratio allow for better natural light penetration while minimizing direct sunlight, enhancing overall energy efficiency in Bandar Abbas. | Low-E coated glass reduces heat transfer and glare while allowing natural light, contributing to energy efficiency and comfort in the hot and sunny climate of Bandar Abbas. | Light-colored facades reflect more sunlight, reducing heat absorption and the need for cooling, maximizing energy efficiency in the hot climate of Bandar Abbas. | Date Palms are well-suited for the arid climate of Bandar Abbas, providing shade and contributing to the aesthetics of the landscape.
9. Bandar Anzali | Bandar Anzali experiences a humid subtropical climate with hot and humid summers, making cooling the major need for most of the year. While winters can be cool, the demand for heating is relatively lower. | Lightweight concrete with high thermal mass properties is recommended for walls and floors. This material helps absorb and release heat gradually, providing balance for temperature fluctuations. | Adjustable external shading, such as horizontal sunshades or adjustable louvers, is effective in controlling sunlight and reducing heat gain during the hot and humid summers in Bandar Anzali. | Reflective insulation on roofs, such as radiant barriers, helps reflect solar radiation. Walls with high R-value insulation, like fiberglass or foam boards, provide effective thermal resistance. | VRF systems offer efficient cooling with the flexibility to adapt to the changing needs of the building, ensuring comfort in the humid subtropical climate of Bandar Anzali. | Utilizing natural ventilation, incorporating vegetation for shading, and earth sheltering are effective passive strategies for cooling in Bandar Anzali's hot and humid climate. | Bandar Anzali has high humidity levels, so dehumidification may be necessary for comfort, especially during periods of increased humidity, to enhance indoor air quality and comfort. | Orienting the building with the long sides facing north and south helps optimize natural light while minimizing direct exposure to the intense east-west sun, improving energy efficiency. | Vertical windows with a higher height-to-width ratio allow for better natural light penetration while minimizing direct sunlight, enhancing overall energy efficiency in Bandar Anzali. | Low-E coated glass helps control heat transfer while allowing natural light, contributing to energy efficiency and comfort in the hot and humid climate of Bandar Anzali. | Light-colored facades reflect more sunlight, reducing heat absorption and the need for cooling, maximizing energy efficiency in the hot and humid climate of Bandar Anzali. | Casuarina equisetifolia, known as the Australian Pine, is suitable for Bandar Anzali's coastal climate. It provides shade and tolerates salt spray, making it suitable for landscaping in the city.
10. Shiraz

## Esfahan
Category | Recommendation | Explanation
1. Heating or Cooling Need | Cooling | Esfahan has a hot desert climate with scorching summers, making cooling the major need for most of the year. While winters can be cool, the demand for heating is relatively lower compared to cooling. | Cooling
2. Optimal Thermal Mass Level | Moderate | A moderate thermal mass is recommended to help absorb and release heat, providing a balance between daytime warmth and nighttime cooling, suitable for Esfahan's climate.Adobe, Rammed Earth, Concrete | Traditional passive homes in hot dry climates used high mass construction
3. Recommended Shading Type | Adjustable external shading, Greenery | Adjustable external shading, such as horizontal sunshades or adjustable louvers, and incorporating greenery can effectively control sunlight and reduce heat gain during the hot summers in Esfahan. | Window overhangs ,operable sunshades
4. Most Effective Insulation | Reflective insulation for roofs; High R-value for walls | Reflective insulation on roofs helps reflect solar radiation, and walls with high R-value provide insulation against the heat, contributing to overall energy efficiency. | Extra insulation (super insulation) might prove cost effective, and will increase occupant comfort by keeping indoor temperatures more uniform
5. Best HVAC System | Evaporative Cooling System (Swamp Cooler) | In hot and arid climates like Esfahan, evaporative cooling systems are efficient for cooling indoor spaces by using water evaporation. | High Efficiency furnace (at least Energy Star) should prove cost effective, An Evaporative Cooler can provide enough cooling capacity (if water is available and humidity is low) thus reducing or even eliminating air conditioning)
6. Efficient Passive Strategies | Courtyard design, Wind towers, Natural ventilation | Traditional Persian architecture often includes courtyard designs, wind towers (Badgirs), and features that promote natural ventilation, providing effective passive strategies for cooling in Esfahan. | night ventilation to cool the mass,sheltering, occupied basements, or earth tubes,Good natural ventilation ,shaded courtyards to provide wind-protected
7. Humidification or Dehumidification | Humidification | Esfahan experiences low humidity levels, so humidification may be required for comfort, especially during dry periods to enhance indoor air quality and comfort. | Humidify hot dry air before it enters the building
8. Building Orientation | North-South | Orienting the building with the long sides facing north and south helps optimize natural light while minimizing direct exposure to the intense east-west sun, improving overall energy efficiency. | For passive solar heating face most of the glass area south to maximize winter sun exposure,
9. Ideal Length-to-Width Ratio for Windows | Vertical | Vertical windows with a higher height-to-width ratio allow for better natural light penetration while minimizing direct sunlight, enhancing overall energy efficiency. | small recessed shaded openings
10. Optimal Window Glazing Material | Low-E coated glass | Low-E coated glass helps control heat transfer while allowing natural light, contributing to energy efficiency and comfort in the hot climate of Esfahan. | Provide double pane high performance glazing (Low-E) on west, north, and east, but clear on south for maximum passive solar gain
11. Facade Color Recommendation | Light colors | Light-colored facades reflect more sunlight, reducing heat absorption and the need for cooling, maximizing energy efficiency in the hot climate of Esfahan. | Use light colored building materials and cool roofs (with high emissivity) to minimize conducted heat gain
12. Suitable Tree for Landscape | Pomegranate (Anar) | Pomegranate trees are well-suited for Esfahan's climate, providing shade and ornamental value while being adapted to the arid conditions of the region.

## Qeshm
Category | Recommendation + Example | Cause
1. Heating or Cooling Need | Cooling | Qeshm Gulf experiences hot climates, making cooling the major requirement.
2. Optimal Thermal Mass Level | Moderate | Balances temperature variations without excessive heat retention or loss. | light weight construction
3. Recommended Shading Type | Adjustable Shade Structures | Use adjustable shade structures to control sunlight and radiation exposure. | Window overhangs (designed for this latitude) or operable sunshades (awnings that extend in summer) can reduce or eliminate air conditioning,shaded by vertical fins
4. Most Effective Insulation | Reflective Roof Coating | Reflective coatings on roofs to minimize heat absorption and maintain cool interiors. | A radiant barrier (shiny foil)
5. Best HVAC System | Ductless Split System | Provides efficient cooling without the need for extensive ductwork. | air conditioner or heat pump
6. Efficient Passive Strategies | Wind Towers,Earth Sheltering | Traditional wind-capturing towers for natural ventilation and cooling.Utilizes partially buried structures for natural insulation and cooling. | Good natural ventilation ,shaded courtyards,Screened porches and patios
7. Humidification or Dehumidification
8. Building Orientation | Dehumidification | Qeshm Gulf has high humidity levels, requiring dehumidification for comfort. | Long narrow building floorplan can help maximize cross ventilation in temperate and hot humid climates
9. Ideal Length-to-Width Ratio for Windows | North-South | Maximizes natural light while minimizing direct sunlight exposure. | Minimize or eliminate west facing glazing ,Orient most of the glass to the north
10. Optimal Window Glazing Material | Horizontal | Optimizes daylighting and views while minimizing direct sunlight.
11. Facade Color Recommendation | Low-E Double Glazing | Balances insulation and light transmission, enhancing energy efficiency. | High performance glazing on all orientations should prove cost effective (Low-E, insulated frames) in hot clear summers or dark overcast winters
12. Suitable Tree for Landscape | Light Reflective (e.g., light blue) | Light-colored facades reflect sunlight, reducing heat absorption. | light colored building materials
| Salt-Tolerant Trees (e.g., Tamarisk) | Tamarisk trees can provide shade and adapt to the salt-rich coastal environment.
| Date Palm (Phoenix dactylifera) | Date palms are well-suited for Qeshm's climate, providing shade with their large fronds and contributing to the local landscape, enhancing outdoor comfort in the hot and humid conditions.

## Yazd
Category | Category | Cause
1. Heating and Cooling Needs | 1. Heating or Cooling Need | Yazd experiences hot summers, making cooling the major requirement.
2. Optimal Thermal Mass Level | 2. Optimal Thermal Mass Level | Utilizes high thermal mass for effective heat storage during the day and release at night.Adobe, Rammed Earth, Concrete | Traditional passive homes in hot dry climates used high mass construction
3. Recommended Shading | 3. Recommended Shading Type | Blocks direct sunlight while allowing indirect light and ventilation. | Window overhangs (designed for this latitude) or operable sunshades
4. Most Effective Insulation | 4. Most Effective Insulation | Provides natural insulation against extreme temperatures in arid climates. | A radiant barrier
5. Best HVAC System | 5. Best HVAC System | Utilizes evaporative cooling systems suitable for dry climates like Yazd. | An Evaporative Cooler can provide enough cooling capacity ,natural cross ventilation
6. Efficient Passive Strategies | 6. Efficient Passive Strategies | Traditional wind-capturing towers for natural ventilation and cooling.Utilizes buried pipes to pre-cool air before entering the building. | Earth sheltering, occupied basements, or earth tubes reduce heat loads
7. Humidification/Dehumidification | 7. Humidification or Dehumidification | Yazd has low humidity levels; additional humidification is usually not required. | Humidify hot dry air before it enters
8. Building Orientation | 8. Building Orientation | Maximizes natural light while minimizing direct sunlight exposure. | For passive solar heating face most of the glass area south to maximize winter sun exposure
9. Ideal Window L/W Ratio | 9. Ideal Length-to-Width Ratio for Windows | Optimizes daylighting and views while minimizing direct sunlight. | maximize vertical height between air inlet and outlet
10. Optimal Window Glazing Material | 10. Optimal Window Glazing Material | Balances insulation and light transmission, enhancing energy efficiency. | Provide double pane high performance glazing (Low-E)
11. Facade Color | 11. Facade Color Recommendation | Light-colored facades reflect sunlight, reducing heat absorption. | Use light colored building materials and cool roofs ,A radiant barrier
12. Recommended Landscape Trees | 12. Suitable Tree for Landscape | Provide shade and reduce outdoor temperatures, enhancing comfort.

## Tehran
Category | Recommendation + Example | Cause
1. Heating or Cooling Need | Cooling | Tehran experiences hot summers, making cooling the major requirement.
2. Optimal Thermal Mass Level | Moderate | Balances temperature variations without excessive heat absorption.Adobe, Rammed Earth, Concrete | high mass construction
3. Recommended Shading Type | Adjustable Louvers (e.g., blinds) | Allows control over sunlight and shading based on radiation and temperature. | Window overhangs (designed for this latitude) or operable sunshades
4. Most Effective Insulation | High-performance Insulation (e.g., fiberglass) | Ensures optimal thermal resistance for walls and roofs in diverse climates. | A radiant barrier (shiny foil)
5. Best HVAC System | VRF (Variable Refrigerant Flow) | Efficiently cools and heats different zones with individual temperature control. | An Evaporative Cooler
6. Efficient Passive Strategies | Wind Catchers,Earth Sheltering | Utilizes traditional wind-capturing towers for natural ventilation and cooling.Buried or partially buried structures for natural insulation and cooling. | enclosed well shaded courtyards,Earth sheltering, occupied basements, or earth tubes,natural ventilation
7. Humidification or Dehumidification | Dehumidification | Tehran has low humidity levels, requiring dehumidification for comfort. | none
8. Building Orientation | North-South | Maximizes natural light while minimizing direct sunlight exposure. | Minimize or eliminate west facing glazing to reduce summer and fall afternoon heat gain,For passive solar heating face most of the glass area south
9. Ideal Length-to-Width Ratio for Windows | Horizontal | Optimizes daylighting and views while minimizing direct sunlight. | maximize vertical height between air inlet and outlet
10. Optimal Window Glazing Material | Low-E Double Glazing | Balances insulation and light transmission, enhancing energy efficiency. | Provide double pane high performance glazing (Low-E)
11. Facade Color Recommendation | Light Reflective (e.g., light gray) | Light-colored facades reflect sunlight, reducing heat absorption. | A radiant barrier (shiny foil) ,Use light colored building materials
12. Suitable Tree for Landscape | Deciduous Trees (e.g., Plane tree, persian silk tree) | Provide shade in summer and allow sunlight in winter, enhancing comfort.
| Yes | Tehran receives abundant sunlight, making PV panels a profitable investment.

## Tabriz
Category | Recommendation | Explanation
1. Heating or Cooling Need | Heating | Tabriz experiences cold winters, making heating the major need for a significant portion of the year. While summers are warm, the demand for cooling is relatively lower.
2. Optimal Thermal Mass Level | High | A high thermal mass is recommended to absorb and store heat during the day and release it at night, providing a more stable indoor temperature, especially during the cold winters in Tabriz. | Traditional passive homes in hot dry climates used high mass construction
3. Recommended Shading Type | Adjustable external shading, Vegetation | Adjustable external shading, such as blinds or awnings, combined with vegetation for additional shade, is effective in controlling sunlight and reducing heat gain during warmer periods in Tabriz. | Window overhangs (designed for this latitude) or operable sunshades (
4. Most Effective Insulation | High R-value for walls and roofs | Insulating walls and roofs with materials that have a high R-value helps prevent heat loss in winter and heat gain in summer, ensuring a comfortable indoor environment throughout the year. | Extra insulation (super insulation) might prove cost effective, and will increase occupant comfort by keeping indoor temperatures more uniform
5. Best HVAC System | Radiant Heating System | Radiant heating systems, such as underfloor heating, are effective in providing consistent and efficient heating, particularly suitable for the cold climate of Tabriz. | High Efficiency furnace (at least Energy Star)
6. Efficient Passive Strategies | Trombe walls, Thermal mass utilization, Natural ventilation | Incorporating Trombe walls, optimizing thermal mass, and utilizing natural ventilation are efficient passive strategies for both heating and cooling in Tabriz's variable climate. | Earth sheltering, occupied basements, or earth tubes reduce heat loads in very hot dry climates because the earth stays near average ,Sunny wind-protected outdoor spaces annual temperature , natural ventilation can store nighttime 'coolth' in high mass interior surfaces (night flushing),
7. Humidification or Dehumidification | Humidification | Tabriz tends to have low humidity levels, so humidification may be required during the winter months to enhance indoor comfort and well-being. | none
8. Building Orientation | North-South | Orienting the building with the long sides facing north and south helps optimize natural light while minimizing direct exposure to the intense east-west sun, improving overall energy efficiency. | For passive solar heating face most of the glass area south
9. Ideal Length-to-Width Ratio for Windows | Vertical | Vertical windows with a higher height-to-width ratio allow for better natural light penetration while minimizing direct sunlight, enhancing overall energy efficiency. | none
10. Optimal Window Glazing Material | Low-E coated glass | Low-E coated glass helps control heat transfer while allowing natural light, contributing to energy efficiency and comfort in the variable climate of Tabriz. | Provide double pane high performance glazing (Low-E)
11. Facade Color Recommendation | Dark colors | Dark-colored facades absorb more sunlight, maximizing heat gain during the colder months and contributing to energy efficiency in the heating-dominant climate of Tabriz. | Use light colored building materials
12. Suitable Tree for Landscape | Oak tree (Quercus) | Oak trees are suitable for Tabriz, providing shade in the summer and allowing sunlight in the winter, making them suitable for enhancing outdoor comfort in the city. | rees (neither conifer or deciduous) should not be planted in front of passive solar windows,
| Yes | Given the ample sunlight in Tabriz, Photovoltaic panels can be profitable for harnessing solar energy and reducing electricity costs, especially during the warmer months.

## Zahedan
Category | Recommendation + Example | Cause
1. Heating or Cooling Need | Cooling | Zahedan experiences hot climates, making cooling the major requirement.
2. Optimal Thermal Mass Level | High | High thermal mass using materials like adobe, rammed earth, or concrete is recommended. These materials can absorb and store heat during the day and release it at night, providing a more stable indoor temperature. | Traditional passive homes in hot dry climates used high mass construction
3. Recommended Shading Type | Exterior Sun Shades (e.g., awnings) | Blocks direct sunlight while allowing indirect light and ventilation. | Window overhangs (designed for this latitude) or operable sunshades
4. Most Effective Insulation | Reflective Insulation (e.g., foil-faced foam) | Reflects radiant heat, keeping the building cooler in hot climates. | A radiant barrier (shiny foil)
5. Best HVAC System | Evaporative Cooling | Effective in arid climates, providing cooling through water evaporation. | An Evaporative Cooler can provide enough cooling capacity ,Use open plan interiors to promote natural cross ventilation
6. Efficient Passive Strategies | Wind Catchers,Courtyard Design | Traditional wind-capturing towers for natural ventilation and cooling.Utilizes internal courtyards for passive cooling and ventilation. | Earth sheltering, occupied basements, or earth tubes,Traditional passive homes in hot windy dry climates used enclosed well shaded courtyards
7. Humidification or Dehumidification | None | Zahedan typically has low humidity levels; additional humidification is usually not required. | Humidify hot dry air before it enters the building from enclosed outdoor spaces
8. Building Orientation | North-South | Maximizes natural light while minimizing direct sunlight exposure. | or passive solar heating face most of the glass area south to maximize winter sun exposure
9. Ideal Length-to-Width Ratio for Windows | Horizontal | Optimizes daylighting and views while minimizing direct sunlight. | none
10. Optimal Window Glazing Material | Low-E Double Glazing | Balances insulation and light transmission, enhancing energy efficiency. | Provide double pane high performance glazing (Low-E)
11. Facade Color Recommendation | Light Reflective (e.g., light beige) | Light-colored facades reflect sunlight, reducing heat absorption. | Use light colored building materials and cool roofs (with high emissivity)
12. Suitable Tree for Landscape | Shade-Providing Trees (e.g., Mesquite) | Mesquite trees can provide shade and adapt to the arid climate of Zahedan.

## Rasht
Category | Recommendation | Explanation
1. Heating or Cooling Need | Cooling | Rasht experiences a humid subtropical climate with mild winters and warm, humid summers. The major need is for cooling due to the higher temperatures and humidity levels during the summer.
2. Optimal Thermal Mass Level | Moderate | A moderate thermal mass is recommended to help absorb and release heat, providing a balance between daytime warmth and nighttime cooling, suitable for Rasht's humid subtropical climate. | Traditional passive homes in temperate climates used light weight construction
3. Recommended Shading Type | Adjustable external shading, Greenery | Adjustable external shading, such as blinds or awnings, combined with greenery, can effectively control sunlight and enhance comfort by reducing heat gain during warmer periods in Rasht. | Window overhangs (designed for this latitude) or operable sunshades
4. Most Effective Insulation | Reflective insulation for roofs; High R-value for walls | Reflective insulation on roofs helps reflect solar radiation, and walls with high R-value insulation provide effective thermal resistance, reducing heat transfer in Rasht's climate. | Extra insulation (super insulation) might prove cost effective, and will increase occupant comfort by keeping indoor temperatures more uniform
5. Best HVAC System | Variable Refrigerant Flow (VRF) system | VRF systems offer efficient cooling and heating with variable capacity, adapting to the changing needs of the building in Rasht's varying climatic conditions, ensuring year-round comfort. | none
6. Efficient Passive Strategies | Natural ventilation, Shading with vegetation, Earth sheltering | Utilizing natural ventilation, incorporating vegetation for shading, and utilizing earth as insulation are effective passive strategies for cooling and heating in Rasht's climate. | Long narrow building floorplan can help maximize cross ventilation in temperate and hot humid climates,Keep the building small (right-sized)
7. Humidification or Dehumidification | Dehumidification | Due to Rasht's humid climate, dehumidification may be required, especially during periods of increased humidity, to enhance indoor comfort and prevent issues related to excessive moisture. | Long narrow building floorplan can help maximize cross ventilation in temperate and hot humid climates
8. Building Orientation | North-South | Orienting the building with the long sides facing north and south helps optimize natural light while minimizing direct exposure to the intense east-west sun, improving overall energy efficiency. | For passive solar heating face most of the glass area south to maximize winter sun exposure
9. Ideal Length-to-Width Ratio for Windows | Balanced | A balanced length-to-width ratio for windows provides a compromise, allowing sufficient natural light while controlling direct sunlight, enhancing overall energy efficiency in Rasht. | Traditional passive homes in warm humid climates used high ceilings and tall operable (French) windows protected by deep overhangs and verandahs,maximize vertical height between air inlet and outlet
10. Optimal Window Glazing Material | Low-E coated glass | Low-E coated glass helps control heat transfer while allowing natural light, contributing to energy efficiency and comfort in the humid subtropical climate of Rasht. | Provide double pane high performance glazing (Low-E)
11. Facade Color Recommendation | Light colors | Light-colored facades reflect more sunlight, reducing heat absorption and the need for cooling, maximizing energy efficiency in the humid subtropical climate of Rasht. | none
12. Suitable Tree for Landscape | Plane tree (Platanus) | Plane trees are well-suited for Rasht's climate, providing ample shade with their broad canopies and enhancing outdoor comfort in the city. | Trees (neither conifer or deciduous)
| Yes | While Rasht may not have as much sunlight as some other regions, Photovoltaic panels can still be profitable for harnessing solar energy and reducing electricity costs in the area.

## Bandar Abbas
Category | Recommendation | Explanation
1. Heating or Cooling Need | Cooling | Bandar Abbas experiences extremely high temperatures throughout the year, making cooling the major need for comfort. While heating needs are minimal, cooling is essential for most of the year.
2. Optimal Thermal Mass Level | High | High thermal mass materials, such as concrete, adobe, or rammed earth, are recommended. These materials can absorb and store heat during the day and release it at night, providing a more stable indoor temperature. | Traditional passive homes in hot humid climates used light weight construction
3. Recommended Shading Type | External shading with adjustable elements | Adjustable external shading, such as horizontal sunshades or adjustable louvers, is recommended to control sunlight and reduce heat gain, considering the intense radiation in Bandar Abbas. | Window overhangs (designed for this latitude) or operable sunshades (awnings that extend in summer) can reduce or eliminate air conditioning
4. Most Effective Insulation | Reflective insulation for roofs; High R-value for walls | Reflective insulation on roofs, such as reflective foil or radiant barriers, helps deflect sunlight. Walls with high R-value insulation, using materials like foam boards or fiberglass, provide effective thermal resistance against the high temperatures. | radiant barrier (shiny foil)
5. Best HVAC System | Variable Refrigerant Flow (VRF) system | VRF systems offer efficient cooling with variable capacity, adapting to the extreme temperatures in Bandar Abbas and providing flexibility to match the building's specific needs. | In this climate air conditioning will always be needed,High Efficiency air conditioner or heat pump (at least Energy Star)
6. Efficient Passive Strategies | Natural ventilation, Courtyard design, Earth sheltering | Utilizing natural ventilation, creating shaded courtyards, and incorporating earth sheltering are effective passive strategies for cooling in Bandar Abbas's hot and arid climate. | Traditional passive homes in hot windy dry climates used enclosed well shaded courtyards,Good natural ventilation can reduce or eliminate air conditioning in warm weather,Screened porches and patios can provide passive comfort cooling by ventilation in warm weather
7. Humidification or Dehumidification | Dehumidification | Bandar Abbas typically has low humidity levels, so dehumidification may be required for comfort, especially during the hot periods, to enhance the perception of coolness. | hot humid climates
8. Building Orientation | North-South | Orienting the building with the long sides facing north and south minimizes direct exposure to the intense east-west sun, optimizing natural light and reducing heat gain in Bandar Abbas. | Minimize or eliminate west facing glazing to reduce summer and fall afternoon heat gain
9. Ideal Length-to-Width Ratio for Windows | Vertical | Vertical windows with a higher height-to-width ratio allow for better natural light penetration while minimizing direct sunlight, enhancing overall energy efficiency in Bandar Abbas.
10. Optimal Window Glazing Material | Low-E coated glass | Low-E coated glass reduces heat transfer and glare while allowing natural light, contributing to energy efficiency and comfort in the hot and sunny climate of Bandar Abbas. | High performance glazing on all orientations should prove cost effective (Low-E, insulated frames)
11. Facade Color Recommendation | Light colors | Light-colored facades reflect more sunlight, reducing heat absorption and the need for cooling, maximizing energy efficiency in the hot climate of Bandar Abbas. | Use light colored building materials and cool roofs (with high emissivity)
12. Suitable Tree for Landscape | Date Palm (Phoenix dactylifera) | Date Palms are well-suited for the arid climate of Bandar Abbas, providing shade and contributing to the aesthetics of the landscape. | none

## bandar anzali
Category | Recommendation | Explanation
1. Heating or Cooling Need | Cooling | Bandar Anzali experiences a humid subtropical climate with hot and humid summers, making cooling the major need for most of the year. While winters can be cool, the demand for heating is relatively lower.
2. Optimal Thermal Mass Level | Moderate | Lightweight concrete with high thermal mass properties is recommended for walls and floors. This material helps absorb and release heat gradually, providing balance for temperature fluctuations. | Traditional passive homes in hot humid climates used light weight construction
3. Recommended Shading Type | External shading with adjustable elements | Adjustable external shading, such as horizontal sunshades or adjustable louvers, is effective in controlling sunlight and reducing heat gain during the hot and humid summers in Bandar Anzali. | Window overhangs (designed for this latitude) or operable sunshades (awnings that extend in summer)
4. Most Effective Insulation | Reflective insulation for roofs; High R-value for walls | Reflective insulation on roofs, such as radiant barriers, helps reflect solar radiation. Walls with high R-value insulation, like fiberglass or foam boards, provide effective thermal resistance. | none
5. Best HVAC System | Variable Refrigerant Flow (VRF) system | VRF systems offer efficient cooling with the flexibility to adapt to the changing needs of the building, ensuring comfort in the humid subtropical climate of Bandar Anzali. | none
6. Efficient Passive Strategies | Natural ventilation, Shading with vegetation, Earth sheltering | Utilizing natural ventilation, incorporating vegetation for shading, and earth sheltering are effective passive strategies for cooling in Bandar Anzali's hot and humid climate. | Good natural ventilation can reduce or eliminate air conditioning in warm weather,Keep the building small (right-sized),patios, courtyards, or verandahs
7. Humidification or Dehumidification | Dehumidification | Bandar Anzali has high humidity levels, so dehumidification may be necessary for comfort, especially during periods of increased humidity, to enhance indoor air quality and comfort. | Traditional passive homes in warm humid climates
8. Building Orientation | North-South | Orienting the building with the long sides facing north and south helps optimize natural light while minimizing direct exposure to the intense east-west sun, improving energy efficiency. | For passive solar heating face most of the glass area south to maximize winter sun exposure
9. Ideal Length-to-Width Ratio for Windows | Vertical | Vertical windows with a higher height-to-width ratio allow for better natural light penetration while minimizing direct sunlight, enhancing overall energy efficiency in Bandar Anzali. | Traditional passive homes in warm humid climates used high ceilings and tall operable (French) windows,maximize vertical height between air inlet and outlet protected by deep overhangs and verandahs
10. Optimal Window Glazing Material | Low-E coated glass | Low-E coated glass helps control heat transfer while allowing natural light, contributing to energy efficiency and comfort in the hot and humid climate of Bandar Anzali. | Provide double pane high performance glazing (Low-E)
11. Facade Color Recommendation | Light colors | Light-colored facades reflect more sunlight, reducing heat absorption and the need for cooling, maximizing energy efficiency in the hot and humid climate of Bandar Anzali. | none
12. Suitable Tree for Landscape | Casuarina equisetifolia (Australian Pine) | Casuarina equisetifolia, known as the Australian Pine, is suitable for Bandar Anzali's coastal climate. It provides shade and tolerates salt spray, making it suitable for landscaping in the city. | Trees (neither conifer or deciduous)

## Shiraz
Category | Recommendation | Explanation
1. Heating or Cooling Need | Cooling | Shiraz experiences hot summers, making cooling the major need for most of the year. While winters can be cool, the demand for heating is relatively lower compared to cooling.
2. Optimal Thermal Mass Level | Moderate; Lightweight materials like autoclaved aerated concrete (AAC) for moderate thermal mass | A moderate thermal mass is recommended to help absorb and release heat, providing a balance between daytime warmth and nighttime cooling. AAC is a lightweight material with good thermal properties. | Traditional passive homes in hot dry climates used high mass construction
3. Recommended Shading Type | External shading with adjustable elements | Adjustable external shading, such as horizontal sunshades or adjustable louvers, is effective in controlling sunlight and reducing heat gain during the hot summers in Shiraz. | Window overhangs (designed for this latitude) or operable sunshades (awnings that extend in summer)
4. Most Effective Insulation | Reflective insulation for roofs; High R-value for walls | Reflective insulation on roofs helps reflect solar radiation, and walls with high R-value provide insulation against the heat, contributing to overall energy efficiency. | none
5. Best HVAC System | Variable Refrigerant Flow (VRF) system | VRF systems offer efficient cooling with the flexibility to adapt to the changing needs of the building, ensuring comfort in Shiraz's varying climatic conditions. | An Evaporative Cooler can provide enough cooling capacity
6. Efficient Passive Strategies | Natural ventilation, Shading with vegetation, Courtyard design | Utilizing natural ventilation, incorporating vegetation for shading, and incorporating courtyards are effective passive strategies for cooling in Shiraz's hot climate. | Earth sheltering, occupied basements, or earth tubes reduce heat loads,Traditional passive homes in hot windy dry climates used enclosed well shaded courtyards,Use open plan interiors to promote natural cross ventilation,Good natural ventilation can reduce or eliminate air conditioning in warm weather
7. Humidification or Dehumidification | Dehumidification | While Shiraz has low humidity levels, dehumidification may be necessary during periods of increased humidity to enhance comfort, especially in the hot summer months. | Humidify hot dry air before it enters the building from enclosed outdoor spaces
8. Building Orientation | North-South | Orienting the building with the long sides facing north and south helps optimize natural light while minimizing direct exposure to the intense east-west sun, improving energy efficiency. | For passive solar heating face most of the glass area south to maximize winter sun exposure
9. Ideal Length-to-Width Ratio for Windows | Vertical | Vertical windows with a higher height-to-width ratio allow for better natural light penetration while minimizing direct sunlight, enhancing overall energy efficiency. | To produce stack ventilation, even when wind speeds are low, maximize vertical height between air inlet and outlet (
10. Optimal Window Glazing Material | Low-E coated glass | Low-E coated glass helps control heat transfer while allowing natural light, contributing to energy efficiency and comfort in the hot climate of Shiraz. | Provide double pane high performance glazing (Low-E)
11. Facade Color Recommendation | Light colors | Light-colored facades reflect more sunlight, reducing heat absorption and the need for cooling, maximizing energy efficiency in the hot climate of Shiraz. | Flat roofs work well in hot dry climates (especially if light colored),Use light-colored building materials and cool roofs
12. Suitable Tree for Landscape | Plane tree (Platanus) | Deciduous trees provide shade in the summer and allow sunlight in the winter, making them suitable for Shiraz's hot and dry climate.

## prompt
answer following question for designing a building in Shiraz: 1. comparing needing for cooling and heating what is the major need for this city? cooling or heating or None? 2.In terms of temperature and relative humidity, identify the optimal thermal mass level (light, moderate, high). 3. When factoring in radiation and temperature, what type of shading is recommended? 4.For both walls and roofs, what insulation is deemed the most effective? 5.Can you suggest the name of the best HVAC system? 6.What are the most efficient passive cooling or heating strategies? 7. Based on the current relative humidity, is humidification or dehumidification required for comfort? 8. When it comes to building orientation, what is preferable: west-east or north-south? 9. What is the ideal length-to-width (L/W) ratio for windows: horizontal, vertical, or balanced? 10. Specify the optimal window glazing material type. 11. What color is recommended for the facade to maximize efficiency? 12. If landscape trees are necessary, name a suitable tree for this city? 13. Are Photovoltaic panels profitable in the current scenario? (yes or no) answer to these questions in the table. the first column is the name of category, second is a recommendation and an example if applicable and the third is the cause

## London
Category | Recommendation | Rationale
1. Heating or Cooling Need | Heating | London experiences a temperate maritime climate with relatively mild winters, making heating more essential than cooling.
2. Optimal Thermal Mass Level | Moderate (Concrete) | A moderate thermal mass level, such as concrete, helps to stabilize indoor temperatures by absorbing and releasing heat as needed. | Traditional passive homes in cool overcast climates used low mass tightly sealed
3. Recommended Shading Type | Exterior Shading | Exterior shading, such as overhangs or louvers, is effective in reducing solar radiation and maintaining comfortable indoor temperatures. | Insulating blinds, heavy draperies, or operable window shutters will help reduce winter night time heat losses
4. Most Effective Insulation | High-Performance Insulation (e.g., SIPs) | High-performance insulation, like Structural Insulated Panels (SIPs), offers superior thermal resistance for both walls and roofs. | Extra insulation (super insulation) might prove cost effective,
5. Best HVAC System | Variable Refrigerant Flow (VRF) System | VRF systems provide efficient heating and cooling with precise temperature control, suitable for London's varying climate. | High Efficiency furnace
6. Efficient Passive Strategies | Cross-Ventilation and Night Purge Ventilation | Cross-ventilation and night purge ventilation utilize natural airflow to cool or warm the building without relying on mechanical systems. | Exterior wind shields or dense planting can protect entries from cold winter winds (wing walls, wind breaks,Small well-insulated skylights (less than 3% of floor area in clear climates, 5% in overcast) reduce daytime lighting energy and cooling loads fences, exterior structures, or land forms),Keep the building small (right-sized) ,Exterior wind shields
7. Humidification or Dehumidification | Dehumidification | London generally experiences higher humidity levels; therefore, dehumidification is more likely needed for comfort and health. | none
8. Building Orientation | North-South Orientation | North-South orientation minimizes direct sunlight exposure, helping to control solar heat gain and optimize natural lighting. | For passive solar heating face most of the glass area south to maximize winter sun exposure,south facing windows
9. Ideal Length-to-Width Ratio for Windows | Vertical | Vertical windows provide better daylighting and allow for efficient control of direct sunlight, contributing to energy savings. | none
10. Optimal Window Glazing Material | Low-E Coated Glass | Low-emissivity coated glass helps control heat transfer, reducing the need for excessive heating or cooling and enhancing energy efficiency. | Provide double pane high performance glazing (Low-E)
11. Facade Color Recommendation | Light Reflective Colors | Light-colored facades reflect more sunlight, reducing heat absorption and minimizing the urban heat island effect for increased efficiency. | none
12. Suitable Tree for Landscape | London Plane Tree | The London Plane Tree is well-suited for urban environments, providing shade, reducing heat, and contributing to overall aesthetic appeal. | Trees (neither conifer or deciduous)

## Berlin
Category | Recommendation | Rationale
1. Heating or Cooling Need | Heating | Berlin has a continental climate with cold winters, indicating a greater need for heating rather than cooling.
2. Optimal Thermal Mass Level | High (Brick) | High thermal mass, such as brick, helps absorb and store heat, contributing to more stable indoor temperatures in Berlin's varied climate. | Traditional passive homes in cool overcast climates used low mass tightly sealed
3. Recommended Shading Type | Exterior Shading with Adjustable Louvers | Adjustable louvers provide flexibility in controlling sunlight and radiation, allowing for optimal shading based on changing weather conditions. | Insulating blinds, heavy draperies, or operable window shutters will help reduce winter night time heat losses
4. Most Effective Insulation | High-Density Mineral Wool | High-density mineral wool insulation offers excellent thermal resistance for both walls and roofs, crucial for retaining warmth in cold seasons. | Extra insulation (super insulation)
5. Best HVAC System | Ground Source Heat Pump (GSHP) | GSHP systems efficiently extract heat from the ground, providing reliable and energy-efficient heating for Berlin's colder climate. | High Efficiency furnace
6. Efficient Passive Strategies | Trombe Walls and Earth Sheltering | Trombe walls absorb and radiate heat, while earth sheltering provides insulation, enhancing passive heating and cooling capabilities. | Keep the building small (right-sized) ,Exterior wind shields or dense planting can protect entries from cold winter winds (wing walls, wind breaks, fences, exterior structures, or land forms),Small well-insulated skylights (less than 3% of floor area in clear climates, 5% in overcast) reduce daytime lighting energy and cooling loads
7. Humidification or Dehumidification | Humidification | Berlin can experience low humidity levels, especially in winter. Humidification helps maintain a comfortable indoor environment for occupants. | none
8. Building Orientation | East-West Orientation | East-West orientation allows for better utilization of natural light, reducing the reliance on artificial lighting and optimizing solar gain. | For passive solar heating face most of the glass area south
9. Ideal Length-to-Width Ratio for Windows | Balanced | Balanced window ratios provide uniform daylighting, preventing excessive glare or shadows, and contribute to energy efficiency. | none
10. Optimal Window Glazing Material | Triple Glazed Low-E Windows | Triple glazed windows with low-emissivity coating offer superior insulation, minimizing heat loss and enhancing energy efficiency in cold weather. | Provide double pane high performance glazing (Low-E)
11. Facade Color Recommendation | Dark Colors | Dark-colored facades can absorb and retain more heat, aiding in passive solar heating during colder months in Berlin's continental climate. | none
12. Suitable Tree for Landscape | European Beech | The European Beech is well-suited for Berlin's climate, providing shade in summer and allowing sunlight through in winter, supporting energy efficiency. | Trees (neither conifer or deciduous)

## Barcelona
Category | Recommendation | Rationale
1. Heating or Cooling Need | Cooling | Barcelona has a Mediterranean climate with hot summers, making cooling a major requirement for indoor comfort.
2. Optimal Thermal Mass Level | Moderate (Concrete) | Moderate thermal mass, such as concrete, helps absorb and release heat slowly, providing thermal comfort in Barcelona's temperature variations. | Traditional passive homes in temperate climates used light weight construction
3. Recommended Shading Type | Exterior Shading with Adjustable Louvers | Adjustable louvers offer flexibility in controlling sunlight, reducing solar heat gain while allowing for daylight and maintaining visual comfort. | operable (French) windows ,operable (French) windows
4. Most Effective Insulation | Reflective Roof Coatings and Insulated Walls | Reflective coatings for roofs and well-insulated walls help in minimizing heat absorption and maintaining cooler indoor temperatures. | none
5. Best HVAC System | Variable Refrigerant Flow (VRF) System | VRF systems provide efficient and precise cooling, adapting to varying cooling demands in Barcelona's hot climate. | none
6. Efficient Passive Strategies | Natural Ventilation and Thermal Chimneys | Utilizing natural ventilation and thermal chimneys enhances passive cooling, allowing fresh air circulation and heat dissipation. | Good natural ventilation can reduce or eliminate air conditioning in warm weather
7. Humidification or Dehumidification | Dehumidification | Barcelona can experience high humidity levels, especially in summer. Dehumidification helps in maintaining a comfortable indoor environment. | Long narrow building floorplan can help maximize cross ventilation in temperate and hot humid climates
8. Building Orientation | East-West Orientation | East-West orientation optimizes natural light exposure while minimizing direct sunlight, balancing energy efficiency and daylighting. | For passive solar heating face most of the glass area south to maximize winter sun exposure,
9. Ideal Length-to-Width Ratio for Windows | Horizontal | Horizontal windows provide effective shading against high sun angles in Barcelona's climate, reducing solar heat gain and optimizing natural light. | aximize vertical height between air inlet and outlet ,tall operable (French) windows
10. Optimal Window Glazing Material | Low-E Coated Glass | Low-emissivity coated glass helps control heat transfer, reducing the need for excessive cooling and enhancing energy efficiency in warm weather. | Provide double pane high performance glazing (Low-E)
11. Facade Color Recommendation | Light Colors | Light-colored facades reflect more sunlight, reducing heat absorption and contributing to a cooler building envelope in Barcelona's warm climate. | none
12. Suitable Tree for Landscape | Olive Tree | The Olive Tree is well-adapted to Barcelona's Mediterranean climate, providing shade and enhancing the urban landscape with a touch of local flora. | Trees (neither conifer or deciduous)
| Yes | With abundant sunlight, Barcelona offers favorable conditions for photovoltaic panels, making them a potentially profitable and sustainable investment.

## Stockholm
Category | Recommendation | Rationale
1. Heating or Cooling Need | Heating | Stockholm has a cold, subarctic climate with significant winter temperatures, making heating a major necessity.
2. Optimal Thermal Mass Level | High (Concrete) | High thermal mass materials like concrete help retain and distribute heat, stabilizing indoor temperatures in Stockholm's cold climate. | Traditional passive homes in cool overcast climates used low mass tightly sealed
3. Recommended Shading Type | Exterior Shading with Adjustable Blinds | Adjustable blinds provide control over solar radiation, allowing for efficient shading during warmer months while permitting sunlight in winter. | operable window shutters
4. Most Effective Insulation | Aerogel Insulation | Aerogel insulation offers superior thermal performance for walls and roofs, minimizing heat loss and maximizing energy efficiency in cold climates. | Extra insulation (super insulation)
5. Best HVAC System | District Heating with Heat Recovery | District heating systems with heat recovery enhance energy efficiency by utilizing waste heat, providing an effective solution for Stockholm's heating needs. | High Efficiency furnace
6. Efficient Passive Strategies | Passive Solar Design and Thermal Mass | Passive solar design utilizes sunlight for heating, while thermal mass helps store and release heat, reducing reliance on active heating systems. | Exterior wind shields or dense planting can protect entries from cold winter winds,Locate garages or storage ,Tiles or slate (even on wood floors) or a stone-faced fireplace provides enough surface mass to store winter daytime solar gain and summer nighttime 'coolthareas on the side of the building facing the coldest wind to help insulate,Organize floorplan so winter sun penetrates into daytime use spaces with specific functions that coincide with solar orientation
7. Humidification or Dehumidification | Humidification | Stockholm experiences low humidity levels, especially in winter. Humidification is essential for maintaining a comfortable indoor environment.
8. Building Orientation | South-Facing Orientation | South-facing orientation maximizes exposure to sunlight, optimizing passive solar heating and reducing the need for additional heating energy. | For passive solar heating face most of the glass area south to maximize winter sun exposure,
9. Ideal Length-to-Width Ratio for Windows | Vertical | Vertical windows allow for efficient daylighting and solar heat gain control, contributing to energy savings and improved comfort.
10. Optimal Window Glazing Material | Low-E Coated Triple Glazed Windows | Low-emissivity coated triple glazed windows provide excellent insulation, reducing heat loss and enhancing energy efficiency in cold climates. | Provide double pane high performance glazing (Low-E)
11. Facade Color Recommendation | Light Colors | Light-colored facades reflect more sunlight, reducing heat absorption in summer, and can contribute to a brighter, more comfortable interior.
12. Suitable Tree for Landscape | Silver Birch | Silver Birch is well-suited for Stockholm's climate, providing visual appeal, shade, and wind protection without overshadowing sunlight. | Trees (neither conifer or deciduous)

## Warsaw
Category | Recommendation | Rationale
1. Heating or Cooling Need | Heating | Warsaw experiences a continental climate with cold winters, making heating a primary requirement for indoor comfort.
2. Optimal Thermal Mass Level | High (Brick) | High thermal mass, such as brick, helps stabilize indoor temperatures by absorbing and releasing heat, essential in Warsaw's variable climate. | Traditional passive homes in cool overcast climates used low mass tightly sealed
3. Recommended Shading Type | Exterior Shading with Fixed Overhangs | Fixed overhangs provide consistent shading, preventing excessive solar radiation during the summer while allowing sunlight in the winter. | Insulating blinds, heavy draperies, or operable window shutters
4. Most Effective Insulation | Polyurethane Foam | Polyurethane foam insulation offers high thermal resistance for both walls and roofs, providing effective insulation against Warsaw's cold temperatures. | Extra insulation (super insulation)
5. Best HVAC System | Air-to-Water Heat Pump | Air-to-water heat pumps efficiently extract heat from the air for space heating and hot water, suitable for Warsaw's winter climate. | High Efficiency furnace ,Super tight buildings need a fan powered HRV or ERV (Heat or Energy Recovery Ventilator)
6. Efficient Passive Strategies | Trombe Walls and Green Roofs | Trombe walls capture and store solar heat, while green roofs provide insulation and mitigate heat in summer, contributing to passive heating and cooling. | Keep the building small (right-sized) ,Carefully seal building to minimize infiltration and eliminate drafts, especially in windy sites ,Sunny wind-protected outdoor spaces can extend living areas in cool weather (seasonal sun rooms, enclosed patios, courtyards, or verandahs)
7. Humidification or Dehumidification | Humidification | Warsaw can experience low humidity levels, especially in winter. Humidification helps maintain a comfortable indoor environment for occupants. | none
8. Building Orientation | South-Facing Orientation | South-facing orientation maximizes solar exposure, optimizing passive solar heating and reducing the reliance on artificial heating systems. | For passive solar heating face most of the glass area south to maximize winter sun exposure,
9. Ideal Length-to-Width Ratio for Windows | Vertical | Vertical windows provide better daylighting, minimizing solar heat gain in the summer and enhancing energy efficiency throughout the year. | none
10. Optimal Window Glazing Material | Triple Glazed Low-E Windows | Triple glazed windows with low-emissivity coating offer enhanced insulation, reducing heat loss in winter and improving energy efficiency overall. | Provide double pane high performance glazing (Low-E)
11. Facade Color Recommendation | Dark Colors | Dark-colored facades can absorb and retain more heat, aiding in passive solar heating during colder months in Warsaw's continental climate. | none
12. Suitable Tree for Landscape | Oak | Oak trees are well-suited for Warsaw's climate, providing shade in summer and allowing sunlight through in winter, supporting energy efficiency. | Trees (neither conifer or deciduous) should not be planted in front of passive solar windows

## Kyiv
Category | Recommendation | Rationale
1. Heating or Cooling Need | Heating | Kyiv experiences a continental climate with cold winters, indicating a greater need for heating than cooling.
2. Optimal Thermal Mass Level | High (Concrete) | High thermal mass, such as concrete, helps retain heat in colder temperatures and provides a stable indoor environment in Kyiv's climate. | Traditional passive homes in cool overcast climates used low mass tightly sealed
3. Recommended Shading Type | Exterior Shading with Overhangs | Overhangs provide effective shading against direct sunlight, preventing overheating in summer while allowing sunlight in winter for passive heating. | design overhangs to fully shade in summer
4. Most Effective Insulation | Polyisocyanurate Insulation (PIR) | PIR insulation offers high thermal resistance, essential for minimizing heat loss in walls and roofs during Kyiv's cold winter months. | Extra insulation (super insulation)
5. Best HVAC System | Air Source Heat Pump (ASHP) | ASHP systems efficiently extract heat from the air, providing reliable and energy-efficient heating for Kyiv's continental climate. | High Efficiency furnace
6. Efficient Passive Strategies | Solar Chimneys and Night Ventilation | Solar chimneys promote natural ventilation, and night ventilation flushes out accumulated heat, contributing to passive cooling in summer. | A whole-house fan or natural ventilation
7. Humidification or Dehumidification | Humidification | Kyiv can experience low humidity levels, especially in winter. Humidification helps maintain a comfortable indoor environment for occupants.
8. Building Orientation | East-West Orientation | East-West orientation allows for better utilization of natural light, reducing the reliance on artificial lighting and optimizing solar gain. | For passive solar heating face most of the glass area south to maximize winter sun exposure
9. Ideal Length-to-Width Ratio for Windows | Balanced | Balanced window ratios provide uniform daylighting, preventing excessive glare or shadows and contribute to energy efficiency in Kyiv's climate.
10. Optimal Window Glazing Material | Low-E Triple Glazed Windows | Low-E triple glazed windows offer superior insulation, reducing heat loss in winter and minimizing heat gain in summer, enhancing overall energy efficiency. | Provide double pane high performance glazing (Low-E)
11. Facade Color Recommendation | Light Colors | Light-colored facades reflect more sunlight, reducing heat absorption and minimizing the urban heat island effect, contributing to energy efficiency.
12. Suitable Tree for Landscape | Linden (Tilia) | The Linden tree is well-suited for Kyiv, providing shade in summer and allowing sunlight through in winter, supporting energy efficiency. | Trees (neither conifer or deciduous)
| Yes | Kyiv supports renewable energy initiatives, making photovoltaic panels a potentially profitable investment, especially with available incentives.

## Athens
Category | Recommendation | Rationale
1. Heating or Cooling Need | Cooling | Athens has a Mediterranean climate with hot summers, indicating a greater need for cooling rather than heating.
2. Optimal Thermal Mass Level | Moderate (Stone) | Moderate thermal mass, such as stone, helps absorb and release heat gradually, contributing to temperature regulation in Athens' warm climate. | Traditional passive homes in temperate climates used light weight construction
3. Recommended Shading Type | Exterior Shading with Perforated Screens | Perforated screens provide effective shading while allowing some sunlight through, striking a balance between blocking radiation and maintaining daylight. | Window overhangs (designed for this latitude) or operable sunshades
4. Most Effective Insulation | Reflective Roof Coating and High R-Value Wall Insulation | Reflective coatings on the roof reduce heat absorption, and high R-value insulation in walls helps prevent heat transfer, keeping the building cool. | cool roofs (with high emissivity)
5. Best HVAC System | Variable Refrigerant Flow (VRF) System | VRF systems offer efficient cooling and heating with precise temperature control, suitable for the varying climate in Athens. | none
6. Efficient Passive Strategies | Natural Ventilation and Thermal Mass | Utilizing natural ventilation and incorporating thermal mass helps cool the building passively by promoting airflow and storing coolness. | Good natural ventilation can reduce or eliminate air conditioning in warm weather,Tiles or slate (even on wood floors) or a stone-faced fireplace provides enough surface mass to store winter daytime solar gain ,hot windy dry climates used enclosed well shaded courtyards,Screened porches and patios can provide passive comfort
7. Humidification or Dehumidification | Dehumidification | Athens experiences higher humidity levels, especially during the hot season. Dehumidification helps enhance comfort by reducing excess moisture. | Traditional passive homes in hot windy dry climates
8. Building Orientation | North-South Orientation | North-South orientation minimizes direct sunlight exposure, optimizing natural light while reducing solar heat gain and cooling load. | For passive solar heating face most of the glass area south to maximize winter sun exposure,Minimize or eliminate west facing glazing
9. Ideal Length-to-Width Ratio for Windows | Vertical | Vertical windows allow for better control of direct sunlight, minimizing heat gain and glare, and promoting effective natural ventilation. | maximize vertical height between air inlet and outlet (
10. Optimal Window Glazing Material | Low-E Coated Glass | Low-emissivity coated glass helps control heat transfer, reducing the need for excessive cooling and enhancing energy efficiency in a hot climate. | Provide double pane high performance glazing (Low-E) on west
11. Facade Color Recommendation | Light Reflective Colors | Light-colored facades reflect more sunlight, reducing heat absorption and minimizing the urban heat island effect for increased efficiency in hot weather. | Use light colored building materials and cool roofs
12. Suitable Tree for Landscape | Olive Tree | The Olive Tree is well-adapted to the Mediterranean climate, providing shade, enhancing aesthetics, and requiring minimal water, suitable for Athens. | none

## Rome
Category | Recommendation | Rationale
1. Heating or Cooling Need | Cooling | Rome has a Mediterranean climate with hot summers, making cooling the primary need for indoor comfort in most of the year. | cooling
2. Optimal Thermal Mass Level | Moderate (Stone) | Moderate thermal mass, such as stone, helps absorb and release heat slowly, assisting in maintaining comfortable temperatures in a Mediterranean climate. | low mass well ventilated second floor, and a high mass sun tempered first floor
3. Recommended Shading Type | Exterior Shading with Adjustable Awnings | Adjustable awnings provide effective shading from direct sunlight, allowing for control over the amount of light and heat entering the building. | operable sunshades | Low pitched roofs with wide overhangs
4. Most Effective Insulation | Reflective Foil Insulation | Reflective foil insulation helps reflect radiant heat, keeping the building cooler in the hot climate of Rome. | well insulated (to lower Balance Point temperature) | light weight construction with slab on grade and operable walls and shaded outdoor space
5. Best HVAC System | Variable Refrigerant Flow (VRF) System | VRF systems offer efficient and precise cooling, adapting to varying cooling loads in Rome's Mediterranean climate. | less air conditioning is needed
6. Efficient Passive Strategies | Natural Ventilation and Courtyard Design | Leveraging natural ventilation and courtyard design promotes airflow, enhancing passive cooling in Rome's warm climate. | For passive solar heating face most of the glass area south to maximize winter sun exposure, | seasonal sun rooms, enclosed patios, courtyards, or verandahs) | ceiling fans or indoor air motion | natural ventilation | Tiles or slate (even on wood floors) or a stone-faced fireplace provides enough surface mass to store winter daytime solar gain and summer nighttime 'coolth'
7. Humidification or Dehumidification | Dehumidification | Dehumidification may be required, especially during the hot summer months when relative humidity can rise, ensuring comfort for occupants. | Long narrow building floorplan can help maximize cross ventilation in temperate and hot humid climates
8. Building Orientation | East-West Orientation | East-West orientation optimizes natural light exposure while minimizing direct sunlight, contributing to energy efficiency and comfort. | face most of the glass area south
9. Ideal Length-to-Width Ratio for Windows | Horizontal | Horizontal windows provide better shading against the high angle of the sun in the Mediterranean climate, reducing heat gain. | maximize vertical height between air inlet and outlet (open stairwells, two story spaces, roof monitors)
10. Optimal Window Glazing Material | Low-E Coated Glass | Low-emissivity coated glass helps control solar heat gain and improve energy efficiency while allowing for ample natural light in Rome's sunny climate. | (Low-E) on west, north, and east, but clear on south
11. Facade Color Recommendation | Light Colors | Light-colored facades reflect sunlight, reducing heat absorption and maintaining a cooler indoor environment in Rome's warm climate. | Noun
12. Suitable Tree for Landscape | Olive Tree | The Olive Tree is well-adapted to the Mediterranean climate, providing shade and enhancing the aesthetics of the landscape in Rome. | neither conifer or deciduous
13. Profitability of Photovoltaic Panels | Yes | Rome's sunny climate makes photovoltaic panels a potentially profitable investment, harnessing abundant sunlight for energy generation. | Noun
Keep the building small (right-sized) because excessive floor area wastes heating and cooling energ

## Budapest
Category | Recommendation | Rationale
1. Heating or Cooling Need | Heating | Budapest has a continental climate with cold winters, making heating a primary requirement for indoor comfort, especially during the colder months.
2. Optimal Thermal Mass Level | Moderate (Brick) | Moderate thermal mass, such as brick, helps in retaining and releasing heat gradually, contributing to maintaining consistent indoor temperatures in a continental climate. | light weight construction |  | 19
3. Recommended Shading Type | Exterior Shading with Vertical Louvers | Vertical louvers effectively block low-angle winter sun and reduce glare from high-angle summer sun, providing efficient shading year-round. | operable sunshades |  | 20
4. Most Effective Insulation | Polyurethane Foam Insulation (SPF) | Spray foam insulation (SPF) offers excellent thermal resistance for both walls and roofs, providing effective insulation against the cold in Budapest. | Extra insulation (super insulation) | Insulating blinds, heavy draperies, or operable window | 20
5. Best HVAC System | Gas Boiler with Radiators or Underfloor Heating | Gas boilers with radiators or underfloor heating systems are effective for providing consistent heating during Budapest's cold winters. |  |  | For passive solar heating face most of the glass area south to maximize winter sun exposure, but design overhangs to fully shade in summer Provide double pane high performance glazing (Low-E) on west, north, and east, but clear on south for maximum passive solar gain
6. Efficient Passive Strategies | Trombe Walls and Insulated Windows | Trombe walls absorb and radiate heat, and insulated windows help in minimizing heat loss during colder periods, enhancing passive heating. | Tiles or slate (even on wood floors) or a stone-faced fireplace |  | 3
7. Humidification or Dehumidification | Humidification | During winter, Budapest may experience low humidity levels, requiring humidification to maintain a comfortable and healthy indoor environment. |  |  | Lower the indoor comfort temperature at night to reduce heating energy consumption (lower thermostat heating setback) (see comfort low criteria)
8. Building Orientation | South-Facing | South-facing orientation maximizes exposure to sunlight, optimizing passive solar heating during the colder months in a continental climate. | most of the glass area south |  | 11
9. Ideal Length-to-Width Ratio for Windows | Vertical | Vertical windows provide better solar gain and daylighting in winter, contributing to passive heating and reducing the need for artificial lighting. | Noun |  | Heat gain from lights, people, and equipment greatly reduces heating needs so keep home tight, well insulated (to lower Balance Point temperature)
10. Optimal Window Glazing Material | Double Glazed Low-E Windows | Double-glazed windows with low-emissivity coating provide enhanced insulation, reducing heat loss and improving energy efficiency in colder temperatures. | high performance glazing (Low-E) on west, north, and east, but clear on south |  | 1
11. Facade Color Recommendation | Dark Colors | Dark-colored facades can absorb and retain more heat, contributing to passive solar heating during colder periods in Budapest's continental climate. | Noun |  | Tiles or slate (even on wood floors) or a stone-faced fireplace provides enough surface mass to store winter daytime solar gain and summer nighttime 'coolth'
12. Suitable Tree for Landscape | Linden Tree | The Linden Tree is well-suited for Budapest's climate, providing shade in summer and allowing sunlight through in winter, supporting energy efficiency. | boun |  | 18
|  |  | natural ventilation |  | Keep the building small (right-sized) because excessive floor area wastes heating and cooling energy
15
High Efficiency furnace (at least Energy Star) should prove cost effective
8
42
122
4
Sunny wind-protected outdoor spaces can extend living areas in cool weather (seasonal sun rooms, enclosed patios, courtyards, or verandahs)
On hot days ceiling fans or indoor air motion can make it seem cooler by 5 degrees F (2.8C) or more, thus less air conditioning is needed
Extra insulation (super insulation) might prove cost effective, and will increase occupant comfort by keeping indoor temperatures more uniform
31
Organize floorplan so winter sun penetrates into daytime use spaces with specific functions that coincide with solar orientation
39
A whole-house fan or natural ventilation can store nighttime 'coolth' in high mass interior surfaces (night flushing), to reduce or eliminate air conditioning
37
Window overhangs (designed for this latitude) or operable sunshades (awnings that extend in summer) can reduce or eliminate air conditioning
14
Locate garages or storage areas on the side of the building facing the coldest wind to help insulate
16 Trees (neither conifer or deciduous) should not be planted in front of passive solar windows, but are OK beyond 45 degrees from each corner
35 Good natural ventilation can reduce or eliminate air conditioning in warm weather, if windows are well shaded and oriented to prevailing breezes
22
62
13
63
Traditional passive homes in temperate climates used light weight construction with slab on grade and operable walls and shaded outdoor spaces
Steep pitched roof, with a vented attic over a well insulated ceiling, works well in cold climates (sheds rain and snow, and helps prevent ice dams)
Traditional passive homes in cool overcast climates used low mass tightly sealed, well insulated construction to provide rapid heat buildup in morning
12
Insulating blinds, heavy draperies, or operable window shutters will help reduce winter night time heat losses

## Copenhagen
Category | Recommendation | Rationale
1. Heating or Cooling Need | Moderate emphasis on heating, limited cooling | Copenhagen experiences cool temperatures for a significant portion of the year, requiring heating. |  |  |  | ﻿19
2. Optimal Thermal Mass Level | Moderate thermal mass - e.g., concrete | Moderate thermal mass helps regulate temperature without excessive heat retention or dissipation. | low mass tightly sealed |  |  | For passive solar heating face most of the glass area south to maximize winter sun exposure, but design overhangs to fully shade in summer
3. Recommended Shading Type | External shading devices | External shading effectively blocks direct sunlight, reducing heat gain while maintaining visibility. | Exterior wind shields or dense planting | operable window shutters |  | 20
4. Most Effective Insulation | High-performance insulation materials | Materials like expanded polystyrene (EPS) or polyisocyanurate (PIR) offer excellent insulation. | Extra insulation (super insulation |  |  | 20
5. Best HVAC System | Variable Refrigerant Flow (VRF) system | VRF systems provide efficient heating and cooling with individual control over zones. | furnace |  |  | Provide double pane high performance glazing (Low-E) on west, north, and east, but clear on south for maximum passive solar gain
6. Efficient Passive Strategies | Passive solar design, natural ventilation | Optimizing building orientation and incorporating natural ventilation reduces reliance on active systems. | (seasonal sun rooms, enclosed patios, courtyards, or verandahs) | Small well-insulated skylights | (air locks) to minimize infiltration and eliminate drafts | 1
7. Humidification or Dehumidification | Dehumidification | Copenhagen generally experiences higher humidity levels, so dehumidification enhances comfort. |  |  |  | Tiles or slate (even on wood floors) or a stone-faced fireplace provides enough surface mass to store winter daytime solar gain and summer nighttime &#039;coolth&#039;
8. Building Orientation | North-South Orientation | North-South orientation minimizes direct sunlight exposure, promoting even temperature distribution. | most of the glass area south |  |  | 3
9. Ideal Length-to-Width Ratio for Windows | Vertical windows | Vertical windows capture more low-angle sunlight, while minimizing high-angle sunlight for better control. | operable window |  |  | Lower the indoor comfort temperature at night to reduce heating energy consumption (lower thermostat heating setback) (see comfort low criteria)
10. Optimal Window Glazing Material | Low-E coated double glazing | Low-E coating minimizes heat transfer, while double glazing enhances insulation and reduces energy loss. | (Low-E) on west, north, and east, but clear on south |  |  | 11
11. Facade Color Recommendation | Light colors, reflective surfaces | Light colors reflect sunlight, reducing heat absorption and minimizing the urban heat island effect. |  |  |  | 8
12. Suitable Tree for Landscape | European Beech (Fagus sylvatica) | The European Beech is well-suited to Copenhagen's climate, providing shade without excessive water needs. |  |  |  | 9
| Yes | Copenhagen's latitude allows for sufficient sunlight, making photovoltaic panels a profitable investment. |  |  |  | Heat gain from lights, people, and equipment greatly reduces heating needs so keep home tight, well insulated (to lower Balance Point temperature)
|  |  | snug floorplan with central heat source, s |  |  | Sunny wind-protected outdoor spaces can extend living areas in cool weather (seasonal sun rooms, enclosed patios, courtyards, or verandahs)
|  |  | If a basement is used it must be at least 18 inches below frost line and insulated on the exterior (foam) or on the interior (fiberglass in furred wall) |  |  | 63 Traditional passive homes in cool overcast climates used low mass tightly sealed, well insulated construction to provide rapid heat buildup in morning Keep the building small (right-sized) because excessive floor area wastes heating and cooling energy
18
15
High Efficiency furnace (at least Energy Star) should prove cost effective
67
Traditional passive homes in cold clear climates had snug floorplan with central heat source, south facing windows, and roof pitched for wind protection
4
Extra insulation (super insulation) might prove cost effective, and will increase occupant comfort by keeping indoor temperatures more uniform
13
Steep pitched roof, with a vented attic over a well insulated ceiling, works well in cold climates (sheds rain and snow, and helps prevent ice dams)
23
Small well-insulated skylights (less than 3% of floor area in clear climates, 5% in overcast) reduce daytime lighting energy and cooling loads
2
16
If a basement is used it must be at least 18 inches below frost line and insulated on the exterior (foam) or on the interior (fiberglass in furred wall)
Trees (neither conifer or deciduous) should not be planted in front of passive solar windows, but are OK beyond 45 degrees from each corner
14
Locate garages or storage areas on the side of the building facing the coldest wind to help insulate
31
Organize floorplan so winter sun penetrates into daytime use spaces with specific functions that coincide with solar orientation
6
Exterior wind shields or dense planting can protect entries from cold winter winds (wing walls, wind breaks, fences, exterior structures, or land forms)
7
Use vestibule entries (air locks) to minimize infiltration and eliminate drafts, in cold windy sites
12
Insulating blinds, heavy draperies, or operable window shutters will help reduce winter night time heat losses

## New york
Category | Recommendation | Rationale
1. Heating or Cooling Need | Cooling | New York experiences hot summers and relatively milder winters, making cooling more essential for comfort. |  |  |  | ?19
2. Optimal Thermal Mass Level | Moderate | Materials like concrete with moderate thermal mass help absorb and release heat effectively in varying temperature cycles. | light weight construction |  |  | For passive solar heating face most of the glass area south to maximize winter sun exposure, but design overhangs to fully shade in summer
3. Recommended Shading Type | External Shading | External shading, such as overhangs or louvers, helps block direct sunlight, reducing heat gain and glare. | operable sunshades |  | Exterior wind shields or dense planting c | 20
4. Most Effective Insulation | High-performance Insulation (e.g., Polyurethane Foam) | Ensures better thermal resistance, minimizing heat transfer through walls and roofs. | Extra insulation (super insulation) |  |  | Provide double pane high performance glazing (Low-E) on west, north, and east, but clear on south for maximum passive solar gain
5. Best HVAC System | Variable Refrigerant Flow (VRF) System | Provides efficient heating and cooling with zoned control, optimizing energy usage. |  |  |  | 11
6. Efficient Passive Strategies | Natural Ventilation and Thermal Mass | Utilizing cross-ventilation and thermal mass helps regulate indoor temperatures without relying on mechanical systems. | natural ventilation c | (seasonal sun rooms, enclosed patios, courtyards, or verandahs) | maximize cross ventilation | 3
7. Humidification or Dehumidification | Dehumidification | New York tends to be humid, so dehumidification is more relevant for enhancing comfort and indoor air quality. |  |  |  | Heat gain from lights, people, and equipment greatly reduces heating needs so keep home tight, well insulated (to lower Balance Point temperature)
8. Building Orientation | North-South | Minimizes direct sunlight exposure, providing better daylighting control and reducing heat gain. | most of the glass area south |  |  | Lower the indoor comfort temperature at night to reduce heating energy consumption (lower thermostat heating setback) (see comfort low criteria)
9. Ideal Length-to-Width Ratio for Windows | Vertical | Vertical windows capture more sunlight throughout the day, maximizing daylight without excessive heat gain. | maximize vertical height between air inlet and outlet |  |  | 35
10. Optimal Window Glazing Material | Low-E Coated Glass | Reduces heat transfer while allowing ample natural light, contributing to energy efficiency. | (Low-E) on west, north, and east, but clear on south |  |  | 8
11. Facade Color Recommendation | Light Reflective Colors (e.g., White or Light Gray) | Reflects sunlight, minimizing heat absorption and maintaining a cooler indoor environment. |  |  |  | Good natural ventilation can reduce or eliminate air conditioning in warm weather, if windows are well shaded and oriented to prevailing breezes
12. Suitable Tree for Landscape | Honey Locust (Gleditsia triacanthos) | Drought-tolerant and adaptable to urban environments, providing shade without excessive water requirements. |  |  |  | Sunny wind-protected outdoor spaces can extend living areas in cool weather (seasonal sun rooms, enclosed patios, courtyards, or verandahs)
| Yes | New York has a high energy demand, and solar panels can be financially viable with available incentives and subsidies. |  |  |  | 1
42
Tiles or slate (even on wood floors) or a stone-faced fireplace provides enough surface mass to store winter daytime solar gain and summer nighttime &#039;coolth&#039;
On hot days ceiling fans or indoor air motion can make it seem cooler by 5 degrees F (2.8C) or more, thus less air conditioning is needed
18
Keep the building small (right-sized) because excessive floor area wastes heating and cooling energy
15
High Efficiency furnace (at least Energy Star) should prove cost effective
4
Extra insulation (super insulation) might prove cost effective, and will increase occupant comfort by keeping indoor temperatures more uniform
62
Traditional passive homes in temperate climates used light weight construction with slab on grade and operable walls and shaded outdoor spaces
49
To produce stack ventilation, even when wind speeds are low, maximize vertical height between air inlet and outlet (open stairwells, two story spaces, roof monitors)
14
Locate garages or storage areas on the side of the building facing the coldest wind to help insulate
16
Trees (neither conifer or deciduous) should not be planted in front of passive solar windows, but are OK beyond 45 degrees from each corner
31
Organize floorplan so winter sun penetrates into daytime use spaces with specific functions that coincide with solar orientation
37
33
39
6
Window overhangs (designed for this latitude) or operable sunshades (awnings that extend in summer) can reduce or eliminate air conditioning
Long narrow building floorplan can help maximize cross ventilation in temperate and hot humid climates
A whole-house fan or natural ventilation can store nighttime &#039;coolth&#039; in high mass interior surfaces (night flushing), to reduce or eliminate air conditioning
Exterior wind shields or dense planting can protect entries from cold winter winds (wing walls, wind breaks, fences, exterior structures, or land forms)

## Nevada
Category | Recommendation | Justification
1. Heating or Cooling Need | Cooling | Nevada experiences hot desert climate, making cooling a more significant need compared to heating.
2. Optimal Thermal Mass Level | Moderate | Opt for materials with moderate thermal mass like concrete. It helps absorb and release heat efficiently, maintaining stable indoor temperatures.
3. Recommended Shading Type | External Shading | External shading, such as overhangs or louvers, is effective in blocking direct sunlight and reducing heat gain.
4. Most Effective Insulation | Reflective Insulation (Radiant Barrier) | Reflective insulation reflects radiant heat, keeping the building cooler. It is particularly effective in the hot climate of Nevada.
5. Best HVAC System | High-Efficiency Variable Refrigerant Flow (VRF) System | VRF systems offer precise control over temperature and are energy-efficient, suitable for the varying climate in Nevada.
6. Efficient Passive Strategies | Passive Solar Design | Utilize passive solar design principles, such as proper building orientation, to optimize natural sunlight for heating and shading for cooling.
7. Humidification or Dehumidification | Dehumidification | Nevada generally has low humidity levels, so dehumidification is more likely required for comfort.
8. Building Orientation | North-South | Orient the building with the longer sides facing north and south to minimize direct exposure to intense sunlight, reducing heat gain.
9. Ideal Length-to-Width Ratio for Windows | Vertical | Vertical windows allow for better control of sunlight and shading, minimizing heat gain and optimizing natural lighting.
10. Optimal Window Glazing Material | Low-E Glass | Low-E (Low Emissivity) glass reduces heat transfer and blocks harmful UV rays, improving energy efficiency and comfort.
11. Facade Color Recommendation | Light Reflective Colors | Light-colored facades reflect more sunlight, reducing heat absorption and keeping the building cooler.
12. Suitable Tree for Landscape | Desert Willow (Chilopsis linearis) | Desert Willow is well-adapted to the arid climate of Nevada, requiring minimal water and providing shade without excessive water consumption.
| Yes | Nevada receives abundant sunlight, making photovoltaic panels a profitable investment for harnessing solar energy and reducing electricity costs.

## Hustoun
Category | Recommendation | Justification | [5 empty] | 39
1. Heating or Cooling Need | Cooling | Houston primarily requires cooling due to its hot and humid climate throughout the year. | [5 empty] | Traditional passive homes in hot humid climates used light weight construction with openable walls and shaded outdoor porches, raised above ground Provide double pane high performance glazing (Low-E) on west, north, and east, but clear on south for maximum passive solar gain
2. Optimal Thermal Mass Level | Moderate, using materials like concrete | A moderate thermal mass helps in stabilizing indoor temperatures in response to fluctuating external conditions. Concrete is a suitable material. | light weight construction | high mass interior surfaces |  |  |  | In this climate air conditioning will always be needed, but can be greatly reduced if building design minimizes overheating
3. Recommended Shading Type | External Shading with Overhangs | Overhangs block direct sunlight, reducing solar heat gain, and providing effective shading against radiation. | operable sunshades | deep overhangs and verandahs |  |  |  | Minimize or eliminate west facing glazing to reduce summer and fall afternoon heat gain
4. Most Effective Insulation | Spray Foam Insulation | Spray foam insulation provides high R-values, excellent air sealing, and can be effective in both walls and roofs. | [5 empty] | Raise the indoor comfort thermostat setpoint to reduce air conditioning energy consumption (especially if occupants wear seasonally appropriate clothing) Long narrow building floorplan can help maximize cross ventilation in temperate and hot humid climates
5. Best HVAC System | Variable Refrigerant Flow (VRF) System | VRF systems offer energy efficiency, individual zone control, and adaptability to varying loads. | High Efficiency air conditioner or heat pump |  |  |  |  | To facilitate cross ventilation, locate door and window openings on opposite sides of building with larger openings facing up-wind if possible
6. Efficient Passive Strategies | Natural Ventilation, Thermal Mass | Natural ventilation promotes air circulation, and thermal mass helps absorb and release heat for passive temperature control. | natural ventilation | high ceilings and tall operable (French) windows | maximize cross ventilation | locate door and window openings on opposite sides of building with larger openings facing up-wind if possible | exterior wing walls and planting | Use plant materials (bushes, trees, ivy-covered walls) especially on the west to minimize heat gain (if summer rains support native plant growth)
7. Humidification or Dehumidification | Dehumidification | Houston's high humidity levels often require dehumidification for indoor comfort and mold prevention. | [5 empty] | A whole-house fan or natural ventilation can store nighttime &#039;coolth&#039; in high mass interior surfaces (night flushing), to reduce or eliminate air conditioning
8. Building Orientation | North-South Orientation | North-South orientation minimizes direct sunlight exposure, reducing heat gain and improving energy efficiency. | Minimize or eliminate west facing glazing | glass area south |  |  |  | 46
9. Ideal Length-to-Width Ratio for Windows | Vertical | Vertical windows allow for better control of natural light and heat, reducing glare and heat gain. | tall operable (French) windows | vertical |  |  |  | High Efficiency air conditioner or heat pump (at least Energy Star) should prove cost effective in this climate
10. Optimal Window Glazing Material | Low-E Coated Glass | Low-E coated glass reduces heat transfer and UV radiation while allowing natural light into the building. | (Low-E) on west, north, and east, but clear on south f |  |  | Window overhangs (designed for this latitude) or operable sunshades (awnings that extend in summer) can reduce or eliminate air conditioning |  | For passive solar heating face most of the glass area south to maximize winter sun exposure, but design overhangs to fully shade in summer
11. Facade Color Recommendation | Light Reflective Colors (e.g., White or Light Gray) | Light colors reflect sunlight, reducing heat absorption and contributing to a cooler building envelope. | light colored building materials and cool roofs (with high emissivity) |  |  | On hot days ceiling fans or indoor air motion can make it seem cooler by 5 degrees F (2.8C) or more, thus less air conditioning is needed |  | 19
12. Suitable Tree for Landscape | Live Oak (Quercus virginiana) | Live Oak is well-adapted to Houston's climate, providing shade and enhancing the aesthetic of the landscape. | (bushes, trees, ivy-covered walls) especially on the west |  |  | Good natural ventilation can reduce or eliminate air conditioning in warm weather, if windows are well shaded and oriented to prevailing breezes Traditional passive homes in warm humid climates used high ceilings and tall operable (French) windows protected by deep overhangs and verandahs |  | 49
| Yes | Houston's abundant sunlight makes photovoltaic panels a profitable investment for generating renewable energy. | [5 empty] | 47
To produce stack ventilation, even when wind speeds are low, maximize vertical height between air inlet and outlet (open stairwells, two story spaces, roof monitors)
Use open plan interiors to promote natural cross ventilation, or use louvered doors, or instead use jump ducts if privacy is required
34
To capture natural ventilation, wind direction can be changed up to 45 degrees toward the building by exterior wingwalls and planting
43
Use light colored building materials and cool roofs (with high emissivity) to minimize conducted heat gain

## San Fransisco
Category | Recommendation | Rationale
1. Heating or Cooling Need | Cooling | San Francisco generally experiences mild temperatures, and cooling is more commonly required than heating.
2. Optimal Thermal Mass Level | Moderate | Materials like concrete with moderate thermal mass help regulate indoor temperature without excessive heat buildup. | low mass tightly sealed
3. Recommended Shading Type | External Horizontal Shading | To minimize direct sunlight and reduce solar heat gain, external horizontal shading is recommended. | operable window shutters
4. Most Effective Insulation | High-quality Insulation (e.g., Polyurethane Foam) | High-quality insulation provides effective thermal resistance, reducing the need for excessive heating or cooling. | well insolated construction | Extra insulation (super insulation)
5. Best HVAC System | Variable Refrigerant Flow (VRF) System | VRF systems offer efficient heating and cooling, along with zoning capabilities for energy savings.
6. Efficient Passive Strategies | Natural Ventilation and Thermal Mass | Utilizing natural ventilation and thermal mass helps maintain a comfortable indoor environment with minimal energy use. | (seasonal sun rooms, enclosed patios, courtyards, or verandahs) | skylight
7. Humidification or Dehumidification | Dehumidification | San Francisco has relatively moderate humidity levels, and dehumidification is often required for comfort.
8. Building Orientation | North-South Orientation | North-South orientation helps control sunlight exposure and improves overall energy efficiency. | south facing window
9. Ideal Length-to-Width Ratio for Windows | Vertical | Vertical windows allow for better daylighting and solar control, enhancing energy efficiency. | Windows can be unshaded and face in any direction
10. Optimal Window Glazing Material | Low-E Coated Glass | Low-E coated glass minimizes heat transfer and maximizes energy efficiency in both heating and cooling seasons. | low E bt clear on south
11. Facade Color Recommendation | Light Reflective Colors | Light-colored facades reflect sunlight, reducing heat absorption and enhancing energy efficiency.
12. Suitable Tree for Landscape | Coast Live Oak (Quercus agrifolia) | Coast Live Oak is well-adapted to the local climate, providing shade without excessive water requirements.
Use compact building form with square-ish floorplan and multiple stories to minimize heat loss from building envelope (minimize surface to volume ratio)

## Seattle
Category | Recommendation | Reason
1. Heating or Cooling Need | Cooling | Seattle has a predominantly mild climate, making cooling more necessary.
2. Optimal Thermal Mass Level | Moderate - Concrete | Helps stabilize temperature and manage humidity effectively. | low mass tightly sealed
3. Recommended Shading Type | Horizontal Overhangs | Blocks direct sunlight, minimizing heat gain, and providing shade. | operative window shutters
4. Most Effective Insulation | High R-value Insulation (e.g., Polyurethane) | Provides excellent thermal resistance, reducing heat transfer. | extra insulation (super insulation)
5. Best HVAC System | Variable Refrigerant Flow (VRF) System | Offers efficient heating and cooling with zoned control. | fan powered HRV or ERV (Heat or Energy Recovery Ventilator)
6. Efficient Passive Strategies | Natural Ventilation and Thermal Mass | Utilizes natural air movement and thermal mass for temperature control. | (seasonal sun rooms, enclosed patios, courtyards, or verandahs) | skylight
7. Humidification or Dehumidification | Dehumidification | Seattle tends to have higher humidity levels; dehumidification may be needed.
8. Building Orientation | North-South | Maximizes sunlight exposure while minimizing direct heat gain. | south glass
9. Ideal Length-to-Width Ratio for Windows | Vertical | Reduces solar heat gain and provides better daylight control. | Windows can be unshaded and face in any direction
10. Optimal Window Glazing Material | Low-E Coated Glass | Enhances insulation and reduces UV transmission for better energy efficiency. | low E but clear south
11. Facade Color Recommendation | Light Reflective Colors | Light colors reflect sunlight, minimizing heat absorption.
12. Suitable Tree for Landscape | Douglas Fir | Native to the region, provides shade without obstructing too much sunlight.
| Yes | Seattle receives a sufficient amount of sunlight for PV panel efficiency.

## Minnepolice
Category | Recommendation | Justification
1. Heating or Cooling Need | Both heating and cooling are needed | Minneapolis experiences cold winters and hot summers, requiring both heating in winter and cooling in summer.
2. Optimal Thermal Mass Level | Moderate thermal mass with materials like concrete | Minneapolis has a wide temperature range; moderate thermal mass helps regulate temperature effectively.
3. Recommended Shading Type | Adjustable external shading devices | Considering the variation in radiation and temperature, adjustable shading allows control for optimal comfort and energy efficiency. | operable sunshade
4. Most Effective Insulation | High-performance insulation materials | Insulation with high R-values like spray foam or rigid foam boards is effective in both walls and roofs for energy efficiency. | well insulated
5. Best HVAC System | Variable Refrigerant Flow (VRF) system | VRF systems provide efficient heating and cooling with zonal control, suitable for Minneapolis' varying climate.
6. Efficient Passive Strategies | Natural ventilation and thermal mass | Utilizing natural ventilation and incorporating thermal mass in the design helps passively regulate indoor temperatures. | seasonal sun rooms, enclosed patios, courtyards, or verandahs) | natural ventilation | Exterior wind shields or dense planting | Tiles or slate (even on wood floors) or a stone-faced fireplace provides enough surface mass
7. Humidification or Dehumidification | Dehumidification | Minneapolis experiences high humidity levels in summer; dehumidification ensures comfort and prevents mold growth.
8. Building Orientation | North-South Orientation | North-South orientation minimizes direct sun exposure, optimizing natural light without excessive heat gain or loss. | south glass
9. Ideal Length-to-Width Ratio for Windows | Vertical windows | Vertical windows are more effective in controlling sunlight and optimizing daylight without excessive heat gain. | , maximize vertical height between air inlet and outlet
10. Optimal Window Glazing Material | Low-E (Low Emissivity) Glass | Low-E glass reduces heat transfer, enhancing insulation while allowing daylight into the building. | low E but clear on south
11. Facade Color Recommendation | Light colors (reflective) | Light-colored facades reflect sunlight, reducing heat absorption and keeping the building cooler.
12. Suitable Tree for Landscape | Honeylocust (Gleditsia triacanthos) | Honeylocust is a hardy tree suitable for Minneapolis, providing shade without extensive water requirements.

## Florida
Category | Recommendation | Cause
1. Heating or Cooling Need | Cooling | Florida has a subtropical climate, with hot and humid conditions for most of the year.
2. Optimal Thermal Mass Level | Moderate | Concrete is a suitable material for moderate thermal mass, helping regulate temperature efficiently. | light weight construction
3. Recommended Shading Type | Overhangs with adjustable louvers | Protects against direct sunlight, reducing heat gain while allowing for adjustment based on the sun's position. | Window overhangs (designed for this latitude) or operable sunshade | deep overhangs and verandahs
4. Most Effective Insulation | Reflective foil insulation | Reflects radiant heat, keeping the building cooler in hot weather and warmer in cooler weather.
5. Best HVAC System | Variable Refrigerant Flow (VRF) System | Offers energy-efficient heating and cooling, adapting to changing load requirements in different zones of the building. | High Efficiency air conditioner or heat pump
6. Efficient Passive Strategies | Natural Ventilation and Cross-Ventilation | Utilizes prevailing breezes and temperature differentials for passive cooling, reducing the reliance on mechanical systems. | Good natural ventilation
7. Humidification or Dehumidification | Dehumidification | Florida's high humidity levels often necessitate dehumidification for indoor comfort and mold prevention.
8. Building Orientation | North-South | Minimizes direct sunlight exposure, optimizing natural lighting and reducing heat gain, especially in hot climates. | Minimize or eliminate west facing glazing
9. Ideal Length-to-Width Ratio for Windows | Vertical | Vertical windows provide better daylighting and can minimize solar heat gain, promoting energy efficiency. | d high ceilings and tall operable (French) windows
10. Optimal Window Glazing Material | Low-E Coated Glass | Reduces heat transfer while allowing natural light, enhancing energy efficiency by balancing insulation and solar gain. | g (Low-E) on west, north, and east, but clear on south
11. Facade Color Recommendation | Light Reflective Colors (e.g., light gray or beige) | Light colors reflect sunlight, reducing heat absorption and keeping the building cooler, especially in hot climates. | light colored
12. Suitable Tree for Landscape | Live Oak (Quercus virginiana) | Live oaks are well-adapted to Florida's climate, providing shade and enhancing the aesthetic value of the landscape.

## Buffalo
Category | Recommendation | Cause
1. Heating or Cooling Need | Both heating and cooling are essential in Buffalo | Buffalo experiences cold winters requiring heating and warm summers necessitating cooling.
2. Optimal Thermal Mass Level | Moderate thermal mass with materials like concrete | Moderate thermal mass helps in stabilizing indoor temperatures in a climate with varying temperatures and humidity. | Tiles or slate (even on wood floors) or a stone-faced fireplace provides enough surface mass
3. Recommended Shading Type | External shading with adjustable louvers or overhangs | External shading protects against solar radiation and heat gain, allowing for effective temperature control. | r operable sunshades
4. Most Effective Insulation | Closed-cell spray foam insulation | Provides a high level of insulation, minimizing heat transfer and ensuring energy efficiency. | well insulated/ Extra insulation (super insulation
5. Best HVAC System | Variable Refrigerant Flow (VRF) system | Offers efficient heating and cooling control with zoning capabilities, enhancing energy savings and comfort.
6. Efficient Passive Strategies | Natural ventilation and thermal mass utilization | Utilizing natural airflow and thermal mass helps regulate indoor temperatures passively without excessive energy use. | (seasonal sun rooms, enclosed patios, courtyards, or verandahs) | natural ventilation | Exterior wind shields or dense planting
7. Humidification or Dehumidification | Dehumidification | Buffalo experiences humid summers, and dehumidification ensures comfort by reducing excessive moisture in the air. |  | d
8. Building Orientation | North-South Orientation | Minimizes direct exposure to the sun, optimizing natural light and reducing heat gain, enhancing overall energy efficiency. | glass area south
9. Ideal Length-to-Width Ratio for Windows | Vertical | Allows for better control of natural light and solar heat gain, promoting energy efficiency and comfort. | , maximize vertical height between air inlet and outlet
10. Optimal Window Glazing Material | Low-E (Low Emissivity) Coated Glass | Reflects infrared light while allowing visible light, reducing heat transfer, and maintaining optimal indoor temperatures. | (Low-E) on west, north, and east, but clear on south
11. Facade Color Recommendation | Light-colored facade | Light colors reflect sunlight, reducing heat absorption, and helping to keep the building cooler.
12. Suitable Tree for Landscape | Honeylocust (Gleditsia triacanthos) | Drought-tolerant and adaptable to Buffalo's climate, providing shade without excessive water requirements.
| Yes, with incentives and appropriate installation | Photovoltaic panels can be profitable with government incentives and proper installation, contributing to energy savings.

## New orleans
Category | Recommendation | Explanation
1. Heating or Cooling Need | Cooling | New Orleans has a subtropical climate with hot and humid summers, making cooling the primary concern. Winters are generally mild, requiring minimal heating.
2. Optimal Thermal Mass Level | Moderate (e.g., concrete) | Moderate thermal mass helps absorb and release heat gradually, providing a balance for temperature fluctuations. | light weight construction
3. Recommended Shading Type | Exterior Shading (e.g., overhangs, louvers) | External shading helps block direct sunlight and reduce heat gain while maintaining natural light and ventilation. | deep overhangs and verandahs | operable sunshades | exterior wingwalls
4. Most Effective Insulation | Spray Foam Insulation | Spray foam insulation provides excellent thermal resistance and air sealing, ensuring energy efficiency for both walls and roofs. | well insulated
5. Best HVAC System | Variable Refrigerant Flow (VRF) System | VRF systems offer energy-efficient heating and cooling, with individual control over zones, optimizing comfort and energy usage. | High Efficiency air conditioner or heat pump
6. Efficient Passive Strategies | Natural Ventilation, Thermal Mass, High Ceilings | Utilizing natural ventilation, thermal mass, and high ceilings promotes passive cooling, enhancing comfort without relying solely on mechanical systems. | natural ventilation, | high ceilings | plant materials (bushes, trees, ivy-covered walls) especially on the wes
7. Humidification or Dehumidification | Dehumidification | New Orleans tends to have high humidity, making dehumidification more relevant for comfort and preventing mold and moisture issues.
8. Building Orientation | North-South Orientation | North-South orientation minimizes direct sunlight exposure, optimizing energy efficiency and comfort throughout the day. | Minimize or eliminate west facing glazing | most of the glass area south
9. Ideal Length-to-Width Ratio for Windows | Vertical | A vertical window orientation helps control solar heat gain and enhances daylighting while minimizing glare and heat gain. | tall operable (French) windows | , maximize vertical height between air inlet and outlet
10. Optimal Window Glazing Material | Low-E Coated Glass | Low-E coated glass helps control heat transfer, reducing both heat gain in summer and heat loss in winter, maintaining optimal indoor temperatures. | g (Low-E) on west, north, and east, but clear on south
11. Facade Color Recommendation | Light Reflective Colors (e.g., light gray or beige) | Light-colored facades reflect sunlight, reducing heat absorption and enhancing overall energy efficiency by keeping the building cooler.
12. Suitable Tree for Landscape | Live Oak (Quercus virginiana) | Live Oaks are native, well-adapted trees that provide ample shade and can withstand the local climate conditions in New Orleans.

## Calgary
Category | Recommendation | Rationale
1. Heating or Cooling Need | Heating | Calgary experiences cold winters, making heating a more significant requirement than cooling.
2. Optimal Thermal Mass Level | High | High thermal mass is recommended for temperature regulation due to the extreme variations; materials like concrete or stone are suitable. | light weight construction
3. Recommended Shading Type | External Shading | External shading, such as overhangs or shading devices, helps control solar gain and prevents overheating. | deep overhangs and verandahs | operable sunshades | exterior wingwalls and planting
4. Most Effective Insulation | High R-value Insulation | Insulation with a high R-value, like foam board or fiberglass, is effective in minimizing heat transfer through walls and roofs. | well insulated
5. Best HVAC System | Variable Refrigerant Flow (VRF) System | VRF systems offer efficient heating and cooling, allowing for precise temperature control in different building zones.
6. Efficient Passive Strategies | Earth Sheltering and Natural Ventilation | Utilizing earth as a thermal mass and designing for natural airflow can provide effective passive cooling and heating. | high ceilings | natural ventilation | (bushes, trees, ivy-covered walls) especially on the west to minimize heat gain
7. Humidification or Dehumidification | Dehumidification | Calgary has dry winters; dehumidification may be needed for comfort, especially during heating seasons. | , raised above ground
8. Building Orientation | North-South Orientation | North-South orientation helps optimize sunlight exposure, minimizing overheating in summer and maximizing passive solar gain in winter. | Minimize or eliminate west facing glazing | most of the glass area south
9. Ideal Length-to-Width Ratio for Windows | Vertical | Vertical windows allow for more controlled light and heat entry, suitable for both winter and summer conditions. | tall operable (French) windows | , maximize vertical height between air inlet and outlet
10. Optimal Window Glazing Material | Low-E Coated Glass | Low-E coated glass helps control heat transfer, reducing energy consumption for both heating and cooling. | g (Low-E) on west, north, and east, but clear on south
11. Facade Color Recommendation | Light Reflective Colors (e.g., White or Light Gray) | Light colors reflect sunlight, minimizing heat absorption and reducing the cooling load on the building.
12. Suitable Tree for Landscape | Trembling Aspen (Populus tremuloides) | Trembling Aspen is well-adapted to Calgary's climate, providing shade in summer and allowing sunlight in winter when leaves fall.
| Yes | Photovoltaic panels are profitable in Calgary, given the ample sunlight; they contribute to energy savings and environmental sustainability.

## Buenos Aires
Category | Recommendation | Cause
1. Heating or Cooling Need | Cooling | Buenos Aires experiences a predominantly warm climate, with the need for cooling being more significant than heating. | temperate climates
2. Optimal Thermal Mass Level | Moderate | Moderate thermal mass, such as concrete, helps stabilize temperature fluctuations in a climate with moderate variations. | light weight construction | low mass
3. Recommended Shading Type | External Shading Systems | External shading systems, like adjustable louvers, can effectively block direct sunlight and reduce heat gain. | shaded outdoor spaces | r operable sunshades
4. Most Effective Insulation | Polyisocyanurate (PIR) Insulation | PIR insulation offers high thermal resistance and is suitable for both walls and roofs, providing effective insulation. | well insulated
5. Best HVAC System | Variable Refrigerant Flow (VRF) System | VRF systems offer energy efficiency and precise temperature control, making them suitable for varying climate demands.
6. Efficient Passive Strategies | Green Roofs and Natural Ventilation | Green roofs provide insulation, while natural ventilation enhances airflow, reducing the need for mechanical cooling. | Good natural ventilation | (seasonal sun rooms, enclosed patios, courtyards, or verandahs)
7. Humidification or Dehumidification | Dehumidification | Buenos Aires tends to have higher humidity levels; therefore, dehumidification is more crucial for comfort.
8. Building Orientation | North-South | North-South orientation minimizes direct sunlight exposure, ensuring more consistent and comfortable indoor temperatures. | glass area north
9. Ideal Length-to-Width Ratio for Windows | Vertical | Vertical windows provide better shading and daylight control, contributing to energy efficiency. | , maximize vertical height between air inlet and outlet
10. Optimal Window Glazing Material | Low-E Coated Glass | Low-E coated glass helps control heat transfer, reducing energy consumption for both cooling and heating. | (Low-E) on west, south, and east, but clear on north
11. Facade Color Recommendation | Light Reflective Colors | Light-colored facades reflect sunlight, reducing heat absorption and enhancing energy efficiency. | f light colored)
12. Suitable Tree for Landscape | Tipuana Tipu | Tipuana Tipu is a drought-resistant tree suitable for Buenos Aires, providing shade without excessive water requirements.
| Yes | With abundant sunlight, photovoltaic panels are profitable in Buenos Aires, contributing to sustainable energy solutions.

## Brasilia
Category | Recommendation | Cause
1. Heating or Cooling Need | Cooling | Brasília has a predominantly hot and dry climate, with high temperatures throughout the year. | temperate climates
2. Optimal Thermal Mass Level | Moderate | Materials like concrete with moderate thermal mass help regulate temperature without excessive heat retention. | light weight construction
3. Recommended Shading Type | External Shading | Brasília's high solar radiation benefits from external shading to minimize direct sunlight exposure. | shaded outdoor spaces | r operable sunshades | exterior wingwalls and planting
4. Most Effective Insulation | Reflective Foil Insulation | Reflective foil insulation is effective in minimizing heat absorption in walls and roofs. | high mass walls use exterior insulation (like EIFS foam) and expose the mass on the interior or add plaster or direct contact drywall
5. Best HVAC System | Variable Refrigerant Flow (VRF) System | VRF systems provide efficient cooling and heating, adapting to the building's varying needs.
6. Efficient Passive Strategies | Earth Sheltering and Natural Ventilation | Harnessing the earth's thermal mass and utilizing natural ventilation help passively regulate indoor temperatures. | natural ventilation | enclosed well shaded courtyards, with a small fountain | Use plant materials (bushes, trees, ivy-covered walls) especially on the west
7. Humidification or Dehumidification | Dehumidification | Brasília has low humidity levels, and dehumidification may be required for comfort, especially during the dry season.
8. Building Orientation | North-South Orientation | This minimizes direct exposure to the intense sun, optimizing natural lighting and reducing heat gain. | Minimize or eliminate west facing glazing | most of the glass area north
9. Ideal Length-to-Width Ratio for Windows | Vertical | Vertical windows provide effective natural ventilation and daylighting while minimizing direct solar heat gain. | , maximize vertical height between air inlet and outlet
10. Optimal Window Glazing Material | Low-E Coated Glass | Low-E coated glass reduces heat transfer and blocks harmful UV rays while maintaining natural light. | (Low-E) on west, south, and east, but clear on north
11. Facade Color Recommendation | Light Reflective Colors | Light colors reflect sunlight, reducing heat absorption and contributing to a cooler interior. | light colored building materials and cool roofs (with high emissivity)
12. Suitable Tree for Landscape | Brazilian Rosewood (Jacaranda) | Jacaranda trees provide shade without excessive water consumption, adapting well to the local climate.
| Yes | The high solar exposure in Brasília makes photovoltaic panels a profitable investment for sustainable energy.

## Kandy
Category | Recommendation | Cause
Cooling or Heating Needs | Cooling | Kandy has a tropical climate with warm temperatures, and cooling is the major requirement for comfort.
Optimal Thermal Mass Level | Moderate | Materials like brick or concrete with moderate thermal mass help absorb and release heat in response to temperature changes.
Recommended Shading Type | Overhangs and Louvers | Overhangs and louvers are effective in blocking direct sunlight while allowing natural light and ventilation.
Most Effective Insulation | Reflective Foil Insulation | Reflective foil insulation helps minimize heat absorption in walls and roofs, keeping the interior cooler.
Best HVAC System | Split Air Conditioning System | Split AC systems are commonly used and provide efficient cooling, adapting well to the climate of Kandy.
Efficient Passive Cooling/Heating | Cross-Ventilation and Roof Overhangs | Utilizing natural breezes through cross-ventilation and incorporating roof overhangs aid passive cooling.
Humidification or Dehumidification | Dehumidification | Kandy experiences high humidity levels, and dehumidification may be required for indoor comfort.
Building Orientation | North-South Orientation | North-South orientation minimizes direct exposure to the sun, optimizing natural light and reducing heat gain.
Ideal Window L/W Ratio | Horizontal | Horizontal windows promote better natural ventilation and daylighting while minimizing direct solar heat gain.
Optimal Window Glazing Material | Low-E Coated Glass | Low-E coated glass helps control heat transfer, blocks UV rays, and maintains natural light, enhancing energy efficiency.
Recommended Facade Color | Light Colors | Light-colored facades reflect sunlight, reducing heat absorption, and contribute to a cooler interior.
Suitable Landscape Tree | Jackfruit Tree | Jackfruit trees provide ample shade and are well-suited to the tropical climate of Kandy.
Profitability of Photovoltaic Panels | Yes | With abundant sunlight, photovoltaic panels are a profitable investment for sustainable energy in Kandy.

## Mumbai
Category | Recommendation | Cause
1. Heating or Cooling Need | Cooling | Mumbai has a tropical climate with high temperatures and humidity, making cooling a primary requirement.
2. Optimal Thermal Mass Level | Moderate | Materials like concrete with moderate thermal mass help absorb and release heat, balancing temperature fluctuations.
3. Recommended Shading Type | External Shading | External shading, such as overhangs or louvers, helps block intense sunlight and reduce heat gain in buildings.
4. Most Effective Insulation | Reflective Foil Insulation | Reflective foil insulation helps reflect solar radiation, keeping the interiors cooler and reducing the need for extensive cooling.
5. Best HVAC System | Variable Refrigerant Flow (VRF) System | VRF systems offer efficient cooling and can adapt to variable loads, suitable for Mumbai's varying climate.
6. Efficient Passive Strategies | Natural Ventilation and Courtyard Design | Utilizing natural airflow through well-designed openings and incorporating courtyards enhances passive cooling.
7. Humidification or Dehumidification | Dehumidification | Mumbai's high humidity levels may require dehumidification for indoor comfort, especially during the monsoon season.
8. Building Orientation | North-South Orientation | A north-south orientation minimizes direct exposure to the intense sun, optimizing natural lighting and reducing heat gain.
9. Ideal Length-to-Width Ratio for Windows | Horizontal | Horizontal windows provide better shading and reduce direct sunlight penetration, contributing to energy efficiency.
10. Optimal Window Glazing Material | Low-E Coated Glass | Low-E coated glass minimizes heat transfer, blocks UV rays, and maintains natural light, enhancing energy efficiency.
11. Facade Color Recommendation | Light Reflective Colors | Light-colored facades reflect sunlight, reducing heat absorption and helping maintain a cooler indoor environment.
12. Suitable Tree for Landscape | Rain Tree (Samanea saman) | The Rain Tree provides ample shade and adapts well to Mumbai's climate, offering a cooling effect in outdoor spaces.
| Yes | Mumbai experiences abundant sunlight, making photovoltaic panels a profitable investment for sustainable energy generation.

## Kathmandu
Category | Recommendation | Cause
1. Heating or Cooling Need | Cooling | Kathmandu experiences a wide temperature range with hot summers, making cooling more essential than heating.
2. Optimal Thermal Mass Level | Moderate | Materials like adobe or rammed earth with moderate thermal mass help in temperature regulation in varying seasons. | light weight construction
3. Recommended Shading Type | Overhangs and Louvers | Overhangs and louvers help in blocking direct sunlight during the hot season while allowing sunlight in colder months. | Window overhangs | operable sunshades | deep overhangs and verandahs | exterior wingwalls and planting
4. Most Effective Insulation | Fiberglass Insulation | Fiberglass insulation provides effective thermal resistance, reducing heat transfer through walls and roofs. | plant materials (bushes, trees, ivy-covered walls) especially on the west to minimize heat gain
5. Best HVAC System | Split Air Conditioning System | A split AC system is efficient for cooling, allowing flexibility in controlling individual room temperatures.
6. Efficient Passive Strategies | Cross-Ventilation and Earth-Sheltered Design | Cross-ventilation utilizes natural air movement, and earth-sheltered design aids in passive cooling and heating. | natural ventilation | Shaded outdoor buffer zones (porch, patio, lanai) | cross ventilation
7. Humidification or Dehumidification | Humidification | Kathmandu can have low humidity levels, and humidification may be necessary for comfort, especially during winter.
8. Building Orientation | North-South Orientation | North-South orientation optimizes natural light and minimizes direct exposure to the intense sun, aiding in cooling. | face most of the glass area south
9. Ideal Length-to-Width Ratio for Windows | Vertical | Vertical windows provide efficient natural ventilation while minimizing direct solar heat gain. | light weight construction | high ceilings and tall operable (French) windows
10. Optimal Window Glazing Material | Double-Glazed Low-E Glass | Double-glazed low-E glass enhances insulation, reducing heat transfer and providing better temperature control. | (Low-E) on west, north, and east, but clear on south
11. Facade Color Recommendation | Light Colors | Light-colored facades reflect sunlight, reducing heat absorption and contributing to a cooler interior. | light colored
12. Suitable Tree for Landscape | Himalayan Pine (Pinus wallichiana) | Himalayan Pine is suitable for the local climate, providing shade without requiring excessive water.
| Yes | Kathmandu receives ample sunlight, making photovoltaic panels a viable and profitable source of sustainable energy.

## Kabul
Category | Recommendation | Cause
1. Heating or Cooling Need | Heating | Kabul experiences cold winters, making heating the major requirement for indoor comfort.
2. Optimal Thermal Mass Level | High | High thermal mass materials like adobe or stone can absorb heat during the day and release it during cold nights. | high mass construction
3. Recommended Shading Type | External Shading | External shading helps block intense sunlight and reduce heat gain, especially during the hot summer months. | Window overhangs | operable sunshades
4. Most Effective Insulation | Fiberglass Insulation | Fiberglass insulation is effective in retaining heat during winters and preventing heat penetration in summers. | keep home tight, well insulated | Extra insulation (super insulation)
5. Best HVAC System | Radiant Heating System | Radiant heating systems are efficient in providing localized warmth, suitable for cold climates like Kabul.
6. Efficient Passive Strategies | Trombe Walls and Passive Solar Heating | Trombe walls store heat during the day and release it at night, contributing to passive solar heating in colder seasons. | Sunny wind-protected outdoor spaces/(seasonal sun rooms, enclosed patios, courtyards, or verandahs) | Earth sheltering, occupied basements, or earth tubes | enclosed well shaded courtyards, with a small fountain
7. Humidification or Dehumidification | Humidification | Kabul has low humidity levels, and humidification may be necessary to enhance indoor comfort, especially in winters.
8. Building Orientation | East-West Orientation | East-West orientation maximizes solar exposure during the day, optimizing natural light and passive heating. | face most of the glass area south
9. Ideal Length-to-Width Ratio for Windows | Balanced | A balanced window ratio allows for sufficient daylighting without excessive heat gain or loss in different seasons.
10. Optimal Window Glazing Material | Double-Glazed Low-E Glass | Double-glazed low-E glass provides insulation, reducing heat transfer while allowing natural light to enter. | (Low-E) on west, north, and east, but clear on south
11. Facade Color Recommendation | Dark Colors | Dark colors absorb and retain heat, beneficial in Kabul's cold climate by aiding passive solar heating during the day. | light colored | cool roofs (with high emissivity)
12. Suitable Tree for Landscape | Afghan Pine | Afghan Pine is well-suited for Kabul's climate, providing shade without excessive water requirements.
| Yes | Kabul receives abundant sunlight, making photovoltaic panels a viable and profitable option for sustainable energy.

## Hong Kong
Category | Recommendation | Cause
1. Heating or Cooling Need | Cooling | Hong Kong has a subtropical climate with hot and humid conditions, making cooling a primary requirement. | hot humid
2. Optimal Thermal Mass Level | Moderate | Materials like concrete with moderate thermal mass help absorb and release heat gradually in Hong Kong's climate.
3. Recommended Shading Type | External Shading | External shading, such as overhangs or louvers, helps block direct sunlight and reduce heat gain in buildings. | Window overhangs or operable sunshades | exterior wingwalls and planting | vertical fins
4. Most Effective Insulation | Polyurethane Foam Insulation | Polyurethane foam insulation provides high thermal resistance, ideal for both walls and roofs in warm climates.
5. Best HVAC System | Variable Refrigerant Flow (VRF) System | VRF systems offer precise control, energy efficiency, and adaptability to the variable cooling demands in Hong Kong. | air conditioning will always be needed | air conditioner or heat pump
6. Efficient Passive Strategies | Natural Ventilation and Green Roofs | Utilizing natural breezes and green roofs helps passively cool buildings, enhancing thermal comfort in Hong Kong. | natural ventilation | Screened porches and patios | Use plant materials (bushes, trees, ivy-covered walls) especially on the west to minimize heat gain
7. Humidification or Dehumidification | Dehumidification | Hong Kong's high humidity levels may require dehumidification for comfort, especially during the hot and wet season.
8. Building Orientation | North-South Orientation | North-South orientation minimizes direct sun exposure, reducing heat gain and optimizing natural light distribution. | Minimize or eliminate west facing glazin | orient most of the glass to the north
9. Ideal Length-to-Width Ratio for Windows | Vertical | Vertical windows facilitate effective cross-ventilation and daylighting while minimizing solar heat gain. | high ceilings and tall operable (French) windows
10. Optimal Window Glazing Material | Low-E Coated Glass | Low-E coated glass helps control heat transfer and blocks UV rays, enhancing energy efficiency in Hong Kong's climate. | (Low-E, insulated frames) on all orientations
11. Facade Color Recommendation | Light Reflective Colors | Light-colored facades reflect sunlight, reducing heat absorption, and contributing to a cooler interior.
12. Suitable Tree for Landscape | Chinese Banyan (Ficus microcarpa) | Chinese Banyan trees offer shade, are resilient to urban conditions, and thrive in Hong Kong's subtropical climate.
| Yes | With ample sunlight, photovoltaic panels can be profitable, contributing to sustainable energy in Hong Kong.

## Yinchuan
Category | Recommendation | Cause
1. Heating or Cooling Need | Cooling | Yinchuan experiences hot summers and cold winters, making cooling more necessary than heating overall. | hot dry
2. Optimal Thermal Mass Level | Moderate | Materials like concrete with moderate thermal mass help balance temperature extremes in both seasons. | high mass construction
3. Recommended Shading Type | Exterior Horizontal Shading | Horizontal shading helps block high-angle summer sun while allowing lower-angle winter sun for passive heating. | Window overhangs or operable sunshades
4. Most Effective Insulation | Fiberglass Batt Insulation | Fiberglass batt insulation provides effective thermal resistance for both walls and roofs in varying climates. | Extra insulation (super insulation)
5. Best HVAC System | Ground Source Heat Pump System | Ground source heat pumps efficiently provide both heating and cooling, utilizing stable ground temperatures.
6. Efficient Passive Strategies | Natural Ventilation and Evaporative Cooling | Utilizing natural breezes and evaporative cooling methods help passively cool the building during hot periods. | (seasonal sun rooms, enclosed patios, courtyards, or verandahs) | natural ventilation
7. Humidification or Dehumidification | Humidification | Yinchuan experiences low humidity, especially in winter, so humidification may be necessary for comfort.
8. Building Orientation | North-South Orientation | This orientation maximizes natural light exposure while minimizing direct sun exposure, improving energy efficiency. | face most of the glass area south
9. Ideal Length-to-Width Ratio for Windows | Horizontal | Horizontal windows provide better shading from the intense summer sun while allowing sunlight during winter months. | maximize vertical height between air inlet and outlet
10. Optimal Window Glazing Material | Low-E Coated Glass | Low-E coated glass helps regulate indoor temperatures by reducing heat transfer and blocking UV rays. | (Low-E) on west, north, and east, but clear on south
11. Facade Color Recommendation | Light Colors | Light-colored facades reflect sunlight, minimizing heat absorption, and contributing to a cooler interior. | light colored
12. Suitable Tree for Landscape | Chinese Pistache | Chinese Pistache trees provide shade without excessive water consumption, adapting well to Yinchuan's climate.
| Yes | Yinchuan receives abundant sunlight, making photovoltaic panels a profitable investment for sustainable energy.

## Tokyo
Category | Recommendation | Cause
1. Heating or Cooling Need | Cooling | Tokyo experiences hot and humid summers, making cooling a major requirement for indoor comfort.
2. Optimal Thermal Mass Level | Moderate | Materials like concrete with moderate thermal mass help regulate temperature in Tokyo's varying climate. | Tiles or slate (even on wood floors) or a stone-faced fireplace provides enough surface mass | light weight construction
3. Recommended Shading Type | External Shading | External shading helps block direct sunlight, reducing heat gain and improving thermal comfort in hot weather. | Window overhangs or operable sunshades
4. Most Effective Insulation | Polyurethane Foam Insulation | Polyurethane foam insulation provides effective thermal resistance for walls and roofs, reducing both heating and cooling loads.
5. Best HVAC System | Variable Refrigerant Flow (VRF) System | VRF systems offer efficient cooling and heating, adapting well to Tokyo's temperature variations throughout the year.
6. Efficient Passive Strategies | Natural Ventilation and Green Roofs | Utilizing natural ventilation and incorporating green roofs helps passively cool and regulate indoor temperatures in Tokyo. | natural ventilation | Screened porches and patios | (seasonal sun rooms, enclosed patios, courtyards, or verandahs)
7. Humidification or Dehumidification | Dehumidification | Dehumidification may be required, especially during the humid summer months, to enhance comfort in Tokyo's climate.
8. Building Orientation | East-West Orientation | Orienting buildings east-west helps optimize natural light and reduces direct sunlight exposure during the hottest parts of the day. | face most of the glass area south
9. Ideal Length-to-Width Ratio for Windows | Horizontal | Horizontal windows offer a good balance between daylighting and solar heat gain, considering Tokyo's climate. | high ceilings and tall operable (French) window
10. Optimal Window Glazing Material | Low-E Coated Glass | Low-E coated glass helps control heat transfer, blocks UV rays, and enhances energy efficiency in Tokyo's diverse climate. | (Low-E) on west, north, and east, but clear on south
11. Facade Color Recommendation | Light Neutral Colors | Light-colored facades reflect sunlight, reducing heat absorption, and contributing to a cooler indoor environment.
12. Suitable Tree for Landscape | Japanese Maple (Acer Palmatum) | Japanese Maple trees provide shade, aesthetic appeal, and adapt well to Tokyo's climate, enhancing the surrounding environment.
| Yes | Tokyo's high population density and energy demand make photovoltaic panels a potentially profitable investment in the current scenario.

## Manila
Category | Recommendation | Cause
1. Heating or Cooling Need | Cooling | Manila has a tropical climate with high temperatures and humidity, making cooling a primary requirement. | hot/warm humid
2. Optimal Thermal Mass Level | Moderate | Materials like concrete with moderate thermal mass help stabilize temperature in a tropical climate. | light weight construction
3. Recommended Shading Type | Overhangs and Louvers | External shading elements like overhangs and louvers help block direct sunlight and reduce heat gain. | Window overhangs or operable sunshades | shaded by vertical fins | Use plant materials (bushes, trees, ivy-covered walls) especially on the west
4. Most Effective Insulation | Reflective Foil Insulation | Reflective foil insulation is effective in minimizing heat absorption, important in a warm and humid environment.
5. Best HVAC System | Variable Refrigerant Flow (VRF) System | VRF systems provide efficient cooling and are adaptable to the varying temperature needs in tropical climates. | air conditioning will always be needed | air conditioner or heat pump
6. Efficient Passive Strategies | Cross-Ventilation and Roof Overhangs | Utilizing cross-ventilation and extended roof overhangs facilitate passive cooling by promoting airflow and shade. | natural ventilation | Screened porches and patios
7. Humidification or Dehumidification | Dehumidification | Due to high humidity levels, dehumidification may be necessary for comfort and to prevent moisture-related issues. | raise the building high above ground
8. Building Orientation | North-South Orientation | Opting for a north-south orientation helps minimize direct exposure to the sun and enhances natural lighting. | Minimize or eliminate west facing glazing | rient most of the glass to the north
9. Ideal Length-to-Width Ratio for Windows | Horizontal | Horizontal windows allow for better shading and reduced direct sunlight penetration, improving overall comfort. | high ceilings and tall operable (French) windows
10. Optimal Window Glazing Material | Low-E Coated Glass | Low-E coated glass helps control heat transfer and blocks UV rays while maintaining natural light in a tropical setting. | (Low-E, insulated frames)all orientations
11. Facade Color Recommendation | Light Colors | Light-colored facades reflect sunlight, reducing heat absorption and contributing to a cooler interior environment. | adiant barrier (shiny foil) roof | light colored building materials and cool roofs (with high emissivity)
12. Suitable Tree for Landscape | Mango Tree | Mango trees provide ample shade and thrive in tropical climates, contributing to the overall comfort of the surroundings.
| Yes | With abundant sunlight, photovoltaic panels are a viable and profitable option for sustainable energy generation in Manila.

## Massakar
Category | Recommendation | Cause
1. Heating or Cooling Need | Cooling | Massakar experiences high temperatures, making cooling a more significant requirement than heating. | hot humid
2. Optimal Thermal Mass Level | High | Materials like adobe or rammed earth with high thermal mass help absorb and release heat, stabilizing indoor temperatures. | light weight construction
3. Recommended Shading Type | External Shading | External shading helps block direct sunlight, reducing heat gain and improving comfort in the warm climate of Massakar. | Window overhangs or operable sunshades | Use plant materials (bushes, trees, ivy-covered walls) especially on the west to minimize heat gain
4. Most Effective Insulation | Spray Foam Insulation | Spray foam insulation provides excellent thermal resistance, minimizing heat transfer through walls and roofs.
5. Best HVAC System | Split System Air Conditioner with Inverter Technology | Inverter technology adapts to varying cooling needs efficiently, making it suitable for Massakar's climate. | air conditioning will always be needed | air conditioner or heat pump
6. Efficient Passive Strategies | Natural Ventilation and Earth Sheltering | Utilizing natural ventilation and earth sheltering techniques can passively cool and heat the building in an energy-efficient manner. | natural ventilation | Screened porches and patios | maximize cross ventilation
7. Humidification or Dehumidification | Dehumidification | Massakar's climate may experience high humidity levels, requiring dehumidification for comfort, especially during the humid season. | raised above ground
8. Building Orientation | East-West Orientation | East-West orientation can optimize natural daylighting while minimizing direct exposure to intense sunlight, reducing heat gain. | Minimize or eliminate west facing glazing | Orient most of the glass to the south shaded by vertical fins
9. Ideal Length-to-Width Ratio for Windows | Horizontal | Horizontal windows provide effective natural ventilation and daylighting while minimizing direct solar heat gain. | high ceilings and tall operable (French) windows
10. Optimal Window Glazing Material | Low-E Coated Glass | Low-E coated glass helps in reducing heat transfer and UV rays while allowing natural light, contributing to energy efficiency. | (Low-E, insulated frames)all orientations
11. Facade Color Recommendation | Light Reflective Colors | Light-colored facades reflect sunlight, reducing heat absorption, and contributing to a cooler indoor environment. | A radiant barrier (shiny foil) roof |  |  | light colored building materials and cool roofs (with high emissivity)
12. Suitable Tree for Landscape | Date Palm | Date palms are well-suited to Massakar's climate, providing shade without excessive water consumption.
| Yes | Massakar receives ample sunlight, making photovoltaic panels a profitable investment for sustainable energy.